{"text_format":"1","workbook":"xlsx","n_sheets":4,"sheets":["ZAMÓWIENIE","CENNIK","Obsługa handlowa","KONFIG"],"not_rendered":{"charts":0,"images":7,"macros":1,"external_links":1,"defined_names":26,"comments":1,"pivot_tables":0},"unopened":[],"bounds":{"document_bytes":16777216,"sheet_cells":100000,"rows_first":2000,"rows_last":500,"rows_between":2000,"halvings":0,"cell_chars":16384,"cell_head_chars":4096},"cells_cut":0,"cells_raw":0,"read":"whole","date_system":"1900"}

{"sheet":"ZAMÓWIENIE","index":0,"n_rows":59,"n_cols":10,"rows_kept":59,"cut":false,"hidden":false,"merged":[[58,6,58,7],[23,0,24,0],[10,1,19,1],[8,2,8,4],[4,2,4,4],[5,2,5,4],[6,2,6,4],[7,2,7,4],[2,1,2,2],[0,6,0,8],[23,2,24,2],[1,6,1,8],[23,3,24,3]]}
[]
[null,null,null,null,null,"Data:",{"$f":"TODAY()","v":"2016-10-28"}]
[null,"ZAMÓWIENIE / OFERTA"]
[]
[null,"Dla:",null,null,null,null,"Hager Polo Sp. z o.o."]
[null,"Firma:",null,null,null,null,"ul. Fabryczna 10"]
[null,"Adres:",null,null,null,null,"43-100 Tychy, PL"]
[null,"Telefon:",null,null,null,null,"tel. (32) 324-01-00"]
[null,"Fax:",null,null,null,null,"faks (32) 324-01-50"]
[]
["HAGER","Grupy\nrabatowe","hager","HAG",null,null,"www.hager.pl"]
["POLO",null,"berker","BER",null,null,"www.berker.pl"]
["BERKER",null,"bprem","BPR"]
["TEHALIT",null,"knx","KNX"]
["UNIHC",null,"lumina 2","LUM"]
["WEBER",null,"polo","POL"]
["KNX",null,"tehalit","TEH"]
["BPREM",null,"weber","WEB"]
[null,null,"univers Z","UNZ"]
[null,null,"UTS","UTS"]
[]
[null,"Wyszukaj produkt:"]
[]
["Lp","NR","                                                       Opis                                                          ","ILOŚĆ","Cena jedn.","Wartość","Rabat","Rabat","Wartość po rab."]
[null,"KATAL.",null,null,"zł netto","zł netto","( % )","niestand.","zł netto"]
[{"$f":"IF(B26>=1,A25+1,\"\")","v":""},null,{"$f":"IF(B26=\"\",\"\",VLOOKUP(B26,CENNIK!$A$1:$I$30008,2,FALSE))","v":""},null,{"$f":"IF(B26=\"\",\"\",VLOOKUP(B26,CENNIK!$A$1:$I$30008,3,FALSE))","v":""},{"$f":"IF(B26=\"\",\"\",D26*E26)","v":""},{"$f":"IF(B26=\"\",\"\",VLOOKUP(VLOOKUP(B26,CENNIK!$A$1:$I$30008,4,FALSE),$D$11:$E$20,2,FALSE))","v":""},null,{"$f":"IF(B26=\"\",\"\",IF(H26<>\"\",F26*(1-H26),IF(G26>0,F26*(1-G26),F26)))","v":""},{"$f":"IF(B26<>\"\",IF(ISNUMBER(D26),\"\",\"Proszę wpisać ilość\"),\"\")","v":""}]
[{"$f":"IF(B27>=1,A26+1,\"\")","v":""},null,{"$f":"IF(B27=\"\",\"\",VLOOKUP(B27,CENNIK!$A$1:$I$30008,2,FALSE))","v":""},null,{"$f":"IF(B27=\"\",\"\",VLOOKUP(B27,CENNIK!$A$1:$I$30008,3,FALSE))","v":""},{"$f":"IF(B27=\"\",\"\",D27*E27)","v":""},{"$f":"IF(B27=\"\",\"\",VLOOKUP(VLOOKUP(B27,CENNIK!$A$1:$I$30008,4,FALSE),$D$11:$E$20,2,FALSE))","v":""},null,{"$f":"IF(B27=\"\",\"\",IF(H27<>\"\",F27*(1-H27),IF(G27>0,F27*(1-G27),F27)))","v":""},{"$f":"IF(B27<>\"\",IF(ISNUMBER(D27),\"\",\"Proszę wpisać ilość\"),\"\")","v":""}]
[{"$f":"IF(B28>=1,A27+1,\"\")","v":""},null,{"$f":"IF(B28=\"\",\"\",VLOOKUP(B28,CENNIK!$A$1:$I$30008,2,FALSE))","v":""},null,{"$f":"IF(B28=\"\",\"\",VLOOKUP(B28,CENNIK!$A$1:$I$30008,3,FALSE))","v":""},{"$f":"IF(B28=\"\",\"\",D28*E28)","v":""},{"$f":"IF(B28=\"\",\"\",VLOOKUP(VLOOKUP(B28,CENNIK!$A$1:$I$30008,4,FALSE),$D$11:$E$20,2,FALSE))","v":""},null,{"$f":"IF(B28=\"\",\"\",IF(H28<>\"\",F28*(1-H28),IF(G28>0,F28*(1-G28),F28)))","v":""},{"$f":"IF(B28<>\"\",IF(ISNUMBER(D28),\"\",\"Proszę wpisać ilość\"),\"\")","v":""}]
["",null,{"$f":"IF(B29=\"\",\"\",VLOOKUP(B29,CENNIK!$A$1:$I$30008,2,FALSE))","v":""},null,{"$f":"IF(B29=\"\",\"\",VLOOKUP(B29,CENNIK!$A$1:$I$30008,3,FALSE))","v":""},"",{"$f":"IF(B29=\"\",\"\",VLOOKUP(VLOOKUP(B29,CENNIK!$A$1:$I$30008,4,FALSE),$D$11:$E$20,2,FALSE))","v":""},null,"",""]
["",null,{"$f":"IF(B30=\"\",\"\",VLOOKUP(B30,CENNIK!$A$1:$I$30008,2,FALSE))","v":""},null,{"$f":"IF(B30=\"\",\"\",VLOOKUP(B30,CENNIK!$A$1:$I$30008,3,FALSE))","v":""},"",{"$f":"IF(B30=\"\",\"\",VLOOKUP(VLOOKUP(B30,CENNIK!$A$1:$I$30008,4,FALSE),$D$11:$E$20,2,FALSE))","v":""},null,"",""]
["",null,{"$f":"IF(B31=\"\",\"\",VLOOKUP(B31,CENNIK!$A$1:$I$30008,2,FALSE))","v":""},null,{"$f":"IF(B31=\"\",\"\",VLOOKUP(B31,CENNIK!$A$1:$I$30008,3,FALSE))","v":""},"",{"$f":"IF(B31=\"\",\"\",VLOOKUP(VLOOKUP(B31,CENNIK!$A$1:$I$30008,4,FALSE),$D$11:$E$20,2,FALSE))","v":""},null,"",""]
[{"$f":"IF(B32>=1,A31+1,\"\")","v":""},null,{"$f":"IF(B32=\"\",\"\",VLOOKUP(B32,CENNIK!$A$1:$I$30008,2,FALSE))","v":""},null,{"$f":"IF(B32=\"\",\"\",VLOOKUP(B32,CENNIK!$A$1:$I$30008,3,FALSE))","v":""},{"$f":"IF(B32=\"\",\"\",D32*E32)","v":""},{"$f":"IF(B32=\"\",\"\",VLOOKUP(VLOOKUP(B32,CENNIK!$A$1:$I$30008,4,FALSE),$D$11:$E$20,2,FALSE))","v":""},null,{"$f":"IF(B32=\"\",\"\",IF(H32<>\"\",F32*(1-H32),IF(G32>0,F32*(1-G32),F32)))","v":""},""]
["",null,{"$f":"IF(B33=\"\",\"\",VLOOKUP(B33,CENNIK!$A$1:$I$30008,2,FALSE))","v":""},null,{"$f":"IF(B33=\"\",\"\",VLOOKUP(B33,CENNIK!$A$1:$I$30008,3,FALSE))","v":""},"",{"$f":"IF(B33=\"\",\"\",VLOOKUP(VLOOKUP(B33,CENNIK!$A$1:$I$30008,4,FALSE),$D$11:$E$20,2,FALSE))","v":""},null,"",""]
["",null,{"$f":"IF(B34=\"\",\"\",VLOOKUP(B34,CENNIK!$A$1:$I$30008,2,FALSE))","v":""},null,{"$f":"IF(B34=\"\",\"\",VLOOKUP(B34,CENNIK!$A$1:$I$30008,3,FALSE))","v":""},"",{"$f":"IF(B34=\"\",\"\",VLOOKUP(VLOOKUP(B34,CENNIK!$A$1:$I$30008,4,FALSE),$D$11:$E$20,2,FALSE))","v":""},null,"",""]
["",null,{"$f":"IF(B35=\"\",\"\",VLOOKUP(B35,CENNIK!$A$1:$I$30008,2,FALSE))","v":""},null,{"$f":"IF(B35=\"\",\"\",VLOOKUP(B35,CENNIK!$A$1:$I$30008,3,FALSE))","v":""},"",{"$f":"IF(B35=\"\",\"\",VLOOKUP(VLOOKUP(B35,CENNIK!$A$1:$I$30008,4,FALSE),$D$11:$E$20,2,FALSE))","v":""},null,"",""]
["",null,{"$f":"IF(B36=\"\",\"\",VLOOKUP(B36,CENNIK!$A$1:$I$30008,2,FALSE))","v":""},null,{"$f":"IF(B36=\"\",\"\",VLOOKUP(B36,CENNIK!$A$1:$I$30008,3,FALSE))","v":""},"",{"$f":"IF(B36=\"\",\"\",VLOOKUP(VLOOKUP(B36,CENNIK!$A$1:$I$30008,4,FALSE),$D$11:$E$20,2,FALSE))","v":""},null,"",""]
["",null,{"$f":"IF(B37=\"\",\"\",VLOOKUP(B37,CENNIK!$A$1:$I$30008,2,FALSE))","v":""},null,{"$f":"IF(B37=\"\",\"\",VLOOKUP(B37,CENNIK!$A$1:$I$30008,3,FALSE))","v":""},"",{"$f":"IF(B37=\"\",\"\",VLOOKUP(VLOOKUP(B37,CENNIK!$A$1:$I$30008,4,FALSE),$D$11:$E$20,2,FALSE))","v":""},null,"",""]
["",null,{"$f":"IF(B38=\"\",\"\",VLOOKUP(B38,CENNIK!$A$1:$I$30008,2,FALSE))","v":""},null,{"$f":"IF(B38=\"\",\"\",VLOOKUP(B38,CENNIK!$A$1:$I$30008,3,FALSE))","v":""},"",{"$f":"IF(B38=\"\",\"\",VLOOKUP(VLOOKUP(B38,CENNIK!$A$1:$I$30008,4,FALSE),$D$11:$E$20,2,FALSE))","v":""},null,"",""]
["",null,{"$f":"IF(B39=\"\",\"\",VLOOKUP(B39,CENNIK!$A$1:$I$30008,2,FALSE))","v":""},null,{"$f":"IF(B39=\"\",\"\",VLOOKUP(B39,CENNIK!$A$1:$I$30008,3,FALSE))","v":""},"",{"$f":"IF(B39=\"\",\"\",VLOOKUP(VLOOKUP(B39,CENNIK!$A$1:$I$30008,4,FALSE),$D$11:$E$20,2,FALSE))","v":""},null,"",""]
["",null,{"$f":"IF(B40=\"\",\"\",VLOOKUP(B40,CENNIK!$A$1:$I$30008,2,FALSE))","v":""},null,{"$f":"IF(B40=\"\",\"\",VLOOKUP(B40,CENNIK!$A$1:$I$30008,3,FALSE))","v":""},"",{"$f":"IF(B40=\"\",\"\",VLOOKUP(VLOOKUP(B40,CENNIK!$A$1:$I$30008,4,FALSE),$D$11:$E$20,2,FALSE))","v":""},null,"",{"$f":"IF(B40<>\"\",IF(ISNUMBER(D40),\"\",\"Proszę wpisać ilość\"),\"\")","v":""}]
["",null,{"$f":"IF(B41=\"\",\"\",VLOOKUP(B41,CENNIK!$A$1:$I$30008,2,FALSE))","v":""},null,{"$f":"IF(B41=\"\",\"\",VLOOKUP(B41,CENNIK!$A$1:$I$30008,3,FALSE))","v":""},"",{"$f":"IF(B41=\"\",\"\",VLOOKUP(VLOOKUP(B41,CENNIK!$A$1:$I$30008,4,FALSE),$D$11:$E$20,2,FALSE))","v":""},null,"",""]
["",null,{"$f":"IF(B42=\"\",\"\",VLOOKUP(B42,CENNIK!$A$1:$I$30008,2,FALSE))","v":""},null,{"$f":"IF(B42=\"\",\"\",VLOOKUP(B42,CENNIK!$A$1:$I$30008,3,FALSE))","v":""},"",{"$f":"IF(B42=\"\",\"\",VLOOKUP(VLOOKUP(B42,CENNIK!$A$1:$I$30008,4,FALSE),$D$11:$E$20,2,FALSE))","v":""},null,"",""]
["",null,{"$f":"IF(B43=\"\",\"\",VLOOKUP(B43,CENNIK!$A$1:$I$30008,2,FALSE))","v":""},null,{"$f":"IF(B43=\"\",\"\",VLOOKUP(B43,CENNIK!$A$1:$I$30008,3,FALSE))","v":""},"",{"$f":"IF(B43=\"\",\"\",VLOOKUP(VLOOKUP(B43,CENNIK!$A$1:$I$30008,4,FALSE),$D$11:$E$20,2,FALSE))","v":""},null,"",{"$f":"IF(B43<>\"\",IF(ISNUMBER(D43),\"\",\"Proszę wpisać ilość\"),\"\")","v":""}]
["",null,{"$f":"IF(B44=\"\",\"\",VLOOKUP(B44,CENNIK!$A$1:$I$30008,2,FALSE))","v":""},null,{"$f":"IF(B44=\"\",\"\",VLOOKUP(B44,CENNIK!$A$1:$I$30008,3,FALSE))","v":""},"",{"$f":"IF(B44=\"\",\"\",VLOOKUP(VLOOKUP(B44,CENNIK!$A$1:$I$30008,4,FALSE),$D$11:$E$20,2,FALSE))","v":""},null,"",""]
["",null,{"$f":"IF(B45=\"\",\"\",VLOOKUP(B45,CENNIK!$A$1:$I$30008,2,FALSE))","v":""},null,{"$f":"IF(B45=\"\",\"\",VLOOKUP(B45,CENNIK!$A$1:$I$30008,3,FALSE))","v":""},"",{"$f":"IF(B45=\"\",\"\",VLOOKUP(VLOOKUP(B45,CENNIK!$A$1:$I$30008,4,FALSE),$D$11:$E$20,2,FALSE))","v":""},null,"",""]
["",null,{"$f":"IF(B46=\"\",\"\",VLOOKUP(B46,CENNIK!$A$1:$I$30008,2,FALSE))","v":""},null,{"$f":"IF(B46=\"\",\"\",VLOOKUP(B46,CENNIK!$A$1:$I$30008,3,FALSE))","v":""},"",{"$f":"IF(B46=\"\",\"\",VLOOKUP(VLOOKUP(B46,CENNIK!$A$1:$I$30008,4,FALSE),$D$11:$E$20,2,FALSE))","v":""},null,"",""]
["",null,{"$f":"IF(B47=\"\",\"\",VLOOKUP(B47,CENNIK!$A$1:$I$30008,2,FALSE))","v":""},null,{"$f":"IF(B47=\"\",\"\",VLOOKUP(B47,CENNIK!$A$1:$I$30008,3,FALSE))","v":""},"",{"$f":"IF(B47=\"\",\"\",VLOOKUP(VLOOKUP(B47,CENNIK!$A$1:$I$30008,4,FALSE),$D$11:$E$20,2,FALSE))","v":""},null,"",""]
["",null,{"$f":"IF(B48=\"\",\"\",VLOOKUP(B48,CENNIK!$A$1:$I$30008,2,FALSE))","v":""},null,{"$f":"IF(B48=\"\",\"\",VLOOKUP(B48,CENNIK!$A$1:$I$30008,3,FALSE))","v":""},"",{"$f":"IF(B48=\"\",\"\",VLOOKUP(VLOOKUP(B48,CENNIK!$A$1:$I$30008,4,FALSE),$D$11:$E$20,2,FALSE))","v":""},null,"",""]
["",null,{"$f":"IF(B49=\"\",\"\",VLOOKUP(B49,CENNIK!$A$1:$I$30008,2,FALSE))","v":""},null,{"$f":"IF(B49=\"\",\"\",VLOOKUP(B49,CENNIK!$A$1:$I$30008,3,FALSE))","v":""},"",{"$f":"IF(B49=\"\",\"\",VLOOKUP(VLOOKUP(B49,CENNIK!$A$1:$I$30008,4,FALSE),$D$11:$E$20,2,FALSE))","v":""},null,"",""]
["",null,{"$f":"IF(B50=\"\",\"\",VLOOKUP(B50,CENNIK!$A$1:$I$30008,2,FALSE))","v":""},null,{"$f":"IF(B50=\"\",\"\",VLOOKUP(B50,CENNIK!$A$1:$I$30008,3,FALSE))","v":""},"",{"$f":"IF(B50=\"\",\"\",VLOOKUP(VLOOKUP(B50,CENNIK!$A$1:$I$30008,4,FALSE),$D$11:$E$20,2,FALSE))","v":""},null,"",""]
[{"$f":"IF(B51<>\"\",A50+1,\"\")","v":""},"",{"$f":"IF(B51=\"\",\"\",VLOOKUP(B51,CENNIK!$A$1:$I$30008,2,FALSE))","v":""},null,{"$f":"IF(B51=\"\",\"\",VLOOKUP(B51,CENNIK!$A$1:$I$30008,3,FALSE))","v":""},{"$f":"IF(B51=\"\",\"\",D51*E51)","v":""},{"$f":"IF(B51=\"\",\"\",VLOOKUP(VLOOKUP(B51,CENNIK!$A$1:$I$30008,4,FALSE),$D$11:$E$20,2,FALSE))","v":""},null,{"$f":"IF(B51=\"\",\"\",IF(H51<>\"\",F51*(1-H51),IF(G51>0,F51*(1-G51),F51)))","v":""},""]
["","",{"$f":"IF(B52=\"\",\"\",VLOOKUP(B52,CENNIK!$A$1:$I$30008,2,FALSE))","v":""},null,{"$f":"IF(B52=\"\",\"\",VLOOKUP(B52,CENNIK!$A$1:$I$30008,3,FALSE))","v":""},"",{"$f":"IF(B52=\"\",\"\",VLOOKUP(VLOOKUP(B52,CENNIK!$A$1:$I$30008,4,FALSE),$D$11:$E$20,2,FALSE))","v":""},null,"",""]
["","",{"$f":"IF(B53=\"\",\"\",VLOOKUP(B53,CENNIK!$A$1:$I$30008,2,FALSE))","v":""},null,{"$f":"IF(B53=\"\",\"\",VLOOKUP(B53,CENNIK!$A$1:$I$30008,3,FALSE))","v":""},"",{"$f":"IF(B53=\"\",\"\",VLOOKUP(VLOOKUP(B53,CENNIK!$A$1:$I$30008,4,FALSE),$D$11:$E$20,2,FALSE))","v":""},null,"",""]
["","",{"$f":"IF(B54=\"\",\"\",VLOOKUP(B54,CENNIK!$A$1:$I$30008,2,FALSE))","v":""},null,{"$f":"IF(B54=\"\",\"\",VLOOKUP(B54,CENNIK!$A$1:$I$30008,3,FALSE))","v":""},"",{"$f":"IF(B54=\"\",\"\",VLOOKUP(VLOOKUP(B54,CENNIK!$A$1:$I$30008,4,FALSE),$D$11:$E$20,2,FALSE))","v":""},null,"",""]
["","",{"$f":"IF(B55=\"\",\"\",VLOOKUP(B55,CENNIK!$A$1:$I$30008,2,FALSE))","v":""},null,{"$f":"IF(B55=\"\",\"\",VLOOKUP(B55,CENNIK!$A$1:$I$30008,3,FALSE))","v":""},"",{"$f":"IF(B55=\"\",\"\",VLOOKUP(VLOOKUP(B55,CENNIK!$A$1:$I$30008,4,FALSE),$D$11:$E$20,2,FALSE))","v":""},null,"",""]
["","",{"$f":"IF(B56=\"\",\"\",VLOOKUP(B56,CENNIK!$A$1:$I$30008,2,FALSE))","v":""},null,{"$f":"IF(B56=\"\",\"\",VLOOKUP(B56,CENNIK!$A$1:$I$30008,3,FALSE))","v":""},"",{"$f":"IF(B56=\"\",\"\",VLOOKUP(VLOOKUP(B56,CENNIK!$A$1:$I$30008,4,FALSE),$D$11:$E$20,2,FALSE))","v":""},null,"",""]
[{"$f":"IF(B57<>\"\",A56+1,\"\")","v":""},"",{"$f":"IF(B57=\"\",\"\",VLOOKUP(B57,CENNIK!$A$1:$I$30008,2,FALSE))","v":""},null,{"$f":"IF(B57=\"\",\"\",VLOOKUP(B57,CENNIK!$A$1:$I$30008,3,FALSE))","v":""},"",{"$f":"IF(B57=\"\",\"\",VLOOKUP(VLOOKUP(B57,CENNIK!$A$1:$I$30008,4,FALSE),$D$11:$E$20,2,FALSE))","v":""},null,"",""]
[{"$f":"IF(B58>=1,A42+1,\"\")","v":""},null,{"$f":"IF(B58=\"\",\"\",VLOOKUP(B58,CENNIK!$A$1:$I$30008,2,FALSE))","v":""},null,{"$f":"IF(B58=\"\",\"\",VLOOKUP(B58,CENNIK!$A$1:$I$30008,3,FALSE))","v":""},{"$f":"IF(B58=\"\",\"\",D58*E58)","v":""},{"$f":"IF(B58=\"\",\"\",VLOOKUP(VLOOKUP(B58,CENNIK!$A$1:$I$30008,4,FALSE),$D$11:$E$20,2,FALSE))","v":""},null,{"$f":"IF(B58=\"\",\"\",IF(H58<>\"\",F58*(1-H58),IF(G58>0,F58*(1-G58),F58)))","v":""},""]
[null,null,null,null,"Razem:",{"$f":"SUM(F15:F57)","v":0},"Razem:",null,{"$f":"SUM(I26:I58)","v":0}]

{"sheet":"CENNIK","index":1,"n_rows":16109,"n_cols":15,"rows_kept":4500,"cut":true,"hidden":false,"merged":[],"bounds":{"rows_first":2000,"rows_last":500,"rows_between":2000,"halvings":0}}
["Nr katalogowy \n[ symbol ]","Opis","Cena katalogowa (jednostkowa) netto PLN 02.11.2016","Grupa rabatowa","Jednostka cenowa","Jednostka miary/     podstawowa","Ilość w opakowaniu/opak. zbiorcze","Kod EAN","ETIMClass","PKWiU","Stawka podatku VAT %","Waga brutto","Jednostka wagi","Produkty magazynowane","UWAGI"]
["123","Elektronika domowa Dławik interferencyjny do czujników ruchu",35.5,"BPR",1,"szt.",1,4011334190714,"EC000197","-",0.23,2.5000000000000001E-2,"KG","NIE"]
["140","Elektronika domowa Rozdzielacz 6-krotny do transformatorów NN, biały",80,"BPR",1,"szt.",1,4011334146537,"EC000398","-",0.23,7.4999999999999997E-2,"KG","NIE"]
["142","Elektronika domowa Zabezpieczenie przeciwprzepięciowe, jasnoszary",75.5,"BPR",1,"szt.",1,4011334147084,"EC001473","-",0.23,2.5000000000000001E-2,"KG","NIE"]
["148","Czujniki ruchu Element do montażu czujników ruchu w podwieszanym suficie",27.8,"BPR",1,"szt.",1,4011334155898,"EC001580","-",0.23,5.5E-2,"KG","NIE"]
["161","Akcesoria osprzęt Czujnik temperatury podłogi / czujnik zdalny, czarny",91.5,"BPR",1,"szt.",1,4011334218814,"EC000407","-",0.23,0.15,"KG","TAK"]
["162","Elektronika domowa NN rozdzielacz 5-krotny dla transformatorów, biały",25,"BPR",1,"szt.",1,4011334230854,"EC000398","-",0.23,3.6999999999999998E-2,"KG","NIE"]
["173","Akcesoria osprzęt Sterownik czujnika siły wiatru, biały",467,"BPR",1,"szt.",1,4011334200284,"EC001591","-",0.23,0.215,"KG","NIE"]
["185","Elektronika domowa Ogranicznik prądowy, czarny",68,"BPR",1,"szt.",1,4011334217534,"EC000239","-",0.23,1.4999999999999999E-2,"KG","NIE"]
["188","Elektronika domowa Moduł sterujący do sprzęgła sieciowego, czarny",118,"BPR",1,"szt.",1,4011334262442,"-","-",0.23,1E-3,"KG","NIE"]
["1022","# Modul 2 Ramka z pokrywą 1-krotna do elementów centralnych 50 x 50 mm, kremowy - produkt wycofany z oferty",29.9,"BPR",1,"szt.",10,4011334002673,"EC000007","-",0.23,4.2999999999999997E-2,"KG","NIE"]
["1037","Serie 1930/Glas Płytka czołowa do przyłącza kablowego i gniazda VDo, biały",40.799999999999997,"BPR",1,"szt.",10,4011334003144,"EC000018","-",0.23,1.4999999999999999E-2,"KG","NIE"]
["1040","Serie 1930/Glas Płytka czołowa do gniazda głośnikowego i gniazda ładowania USB, biały",42.8,"BPR",1,"szt.",10,4011334003205,"EC000018","-",0.23,5.0000000000000001E-3,"KG","TAK"]
["1055","Elementy natynkowe Płytka denka samogasnąca, kremowy",18.100000000000001,"BPR",1,"szt.",10,4011334003687,"EC000013","-",0.23,2.5000000000000001E-2,"KG","NIE"]
["1061","one.platform Mechanizm gniazda wyrównania potencjału podwójne, zaciski śrubowe",82.5,"BPR",1,"szt.",10,4011334003779,"EC000090","-",0.23,7.8E-2,"KG","NIE"]
["1090","Glasserie Szklana płytka wierzchnia do łącznika obrotowego, jasny",94.5,"BPR",1,"szt.",10,4011334005988,"EC000007","-",0.23,6.9000000000000006E-2,"KG","TAK"]
["1091","Glasserie Ramka szklana, jasny",102,"BPR",1,"szt.",10,4011334006022,"EC000007","-",0.23,0.04,"KG","TAK"]
["1094","Glasserie Szklana płytka wierzchnia końcowa do łącznika obrotowego, jasny",140,"BPR",1,"szt.",10,4011334006145,"EC000007","-",0.23,5.0999999999999997E-2,"KG","NIE"]
["1095","Glasserie Szklana płytka wierzchnia środkowa do łącznika obrotowego, jasny",144,"BPR",1,"szt.",10,4011334006183,"EC000007","-",0.23,0.05,"KG","NIE"]
["1102","Glasserie Ramka szklana 2-krotna, jasny",245,"BPR",1,"szt.",2,4011334006480,"EC000007","-",0.23,7.8E-2,"KG","NIE"]
["1220","Akcesoria osprzęt Klosz do sygnalizatora świetlnego E14, płaski, przezroczysty",9.6,"BPR",1,"szt.",10,4011334009481,"EC000060","-",0.23,0.13,"KG","TAK"]
["1221","Serie 1930/Glas Klosz do sygnalizatora świetlnego E10, jasny przezroczysty",35.6,"BPR",1,"szt.",10,4011334009498,"EC000060","-",0.23,5.0000000000000001E-3,"KG","NIE"]
["1222","Serie 1930/Glas Klosz do sygnalizatora świetlnego E10, czerwony przezroczysty",39.799999999999997,"BPR",1,"szt.",10,4011334009504,"EC000060","-",0.23,5.0000000000000001E-3,"KG","NIE"]
["1225","Serie 1930/Glas Przycisk do łącznika i sygnalizatora E10, biały",37.4,"BPR",1,"szt.",10,4011334009511,"EC000011","-",0.23,8.0000000000000002E-3,"KG","NIE"]
["1226","Serie 1930/Glas Przycisk do łącznika i sygnalizatora E10 z symbolem światła, biały",41.7,"BPR",1,"szt.",10,4011334212706,"EC000011","-",0.23,8.9999999999999993E-3,"KG","NIE"]
["1227","Serie 1930/Glas Przycisk do łącznika i sygnalizatora E10 z symbolem dzwonka, biały",41.7,"BPR",1,"szt.",10,4011334212713,"EC000011","-",0.23,6.3E-2,"KG","NIE"]
["1229","Serie 1930/Glas Przycisk do łącznika i sygnalizatora E10, czerwony przezroczysty",41.9,"BPR",1,"szt.",10,4011334009535,"EC000011","-",0.23,8.0000000000000002E-3,"KG","NIE"]
["1230","Akcesoria osprzęt Klosz do sygnalizatora świetlnego E14, wysoki, przezroczysty",9.6,"BPR",1,"szt.",10,4011334009542,"EC000060","-",0.23,0.215,"KG","NIE"]
["1231","Akcesoria osprzęt Klosz do sygnalizatora świetlnego E14, wysoki, czerwony przezroczysty",9.6,"BPR",1,"szt.",10,4011334009559,"EC000060","-",0.23,0.02,"KG","TAK"]
["1232","Akcesoria osprzęt Klosz do sygnalizatora świetlnego E14, wysoki, zielony przezroczysty",9.6,"BPR",1,"szt.",10,4011334009566,"EC000060","-",0.23,0.02,"KG","NIE"]
["1241","ISO-Panzer IP66 Klosz do sygnalizatora świetlnego E14, przezroczysty przezroczysty",10.6,"BPR",1,"szt.",10,4011334009641,"EC000060","-",0.23,3.1E-2,"KG","NIE"]
["1279","Akcesoria osprzęt Przycisk do łącznika i sygnalizatora E10, czerwony przezroczysty",10.5,"BPR",1,"szt.",10,4011334010456,"EC000011","-",0.23,1.2E-2,"KG","NIE"]
["1280","Akcesoria osprzęt Klosz do sygnalizatora świetlnego E10, przezroczysty przezroczysty",7.2,"BPR",1,"szt.",10,4011334010463,"EC000060","-",0.23,6.0000000000000001E-3,"KG","NIE"]
["1281","Akcesoria osprzęt Klosz do sygnalizatora świetlnego E10, czerwony przezroczysty",7.2,"BPR",1,"szt.",10,4011334010470,"EC000060","-",0.23,6.0000000000000001E-3,"KG","TAK"]
["1282","Akcesoria osprzęt Klosz do sygnalizatora świetlnego E10, żółty przezroczysty",7.2,"BPR",1,"szt.",10,4011334010487,"EC000060","-",0.23,6.0000000000000001E-3,"KG","NIE"]
["1283","Akcesoria osprzęt Klosz do sygnalizatora świetlnego E10, zielony przezroczysty",7.2,"BPR",1,"szt.",10,4011334010494,"EC000060","-",0.23,6.0000000000000001E-3,"KG","NIE"]
["1289","Akcesoria osprzęt Zaślepka do informacyjnego sygnalizatora świetlnego, czerwony",12.4,"BPR",1,"szt.",10,4011334210979,"EC000060","-",0.23,5.0000000000000001E-3,"KG","NIE"]
["1295","IP44 Płytka czołowa z szybką, klawiszem i folią samoprzylepną, czerwony, p/t",51.5,"BPR",1,"szt.",10,4011334010548,"EC000011","-",0.23,4.5999999999999999E-2,"KG","NIE"]
["1311","Berker TS Szklana płytka dekoracyjna 1-krotna ze ściętymi brzegami, szkło bezbarwne",218,"BPR",1,"szt.",1,4011334213536,"EC000007","-",0.23,0.19400000000000001,"KG","NIE"]
["1321","Berker TS Szklana płytka dekoracyjna 2-krotna ze ściętymi brzegami, szkło bezbarwne",242,"BPR",1,"szt.",1,4011334213543,"EC000007","-",0.23,0.191,"KG","NIE"]
["1328","IP44 Ramka 1-krotna z uszczelką, kremowy, p/t",24,"BPR",1,"szt.",10,4011334011514,"EC000007","-",0.23,2.7E-2,"KG","NIE"]
["1329","IP44 Ramka 2-krotna z uszczelką, kremowy, p/t",28.4,"BPR",1,"szt.",2,4011334011538,"EC000007","-",0.23,0.05,"KG","NIE"]
["1330","IP44 Ramka 3-krotna z uszczelką, kremowy, p/t",53,"BPR",1,"szt.",2,4011334011552,"EC000007","-",0.23,6.4000000000000001E-2,"KG","NIE"]
["1341","Berker TS Szklana płytka dekoracyjna 4-krotna ze ściętymi brzegami, szkło bezbarwne",322,"BPR",1,"szt.",1,4011334213550,"EC000007","-",0.23,0.188,"KG","NIE"]
["1366","Berker TS Szklana płytka dekoracyjna 6-krotna ze ściętymi brzegami, szkło bezbarwne",769,"BPR",1,"szt.",1,4011334253730,"EC000007","-",0.23,0.185,"KG","NIE"]
["1388","Berker TS Szklana płytka dekoracyjna 8-krotna ze ściętymi brzegami, szkło bezbarwne",981,"BPR",1,"szt.",1,4011334253747,"EC000007","-",0.23,0.18,"KG","NIE"]
["1391","Berker TS Szklana płytka dekoracyjna 1-krotna, szkło bezbarwne",218,"BPR",1,"szt.",1,4011334249306,"EC000007","-",0.23,0.21099999999999999,"KG","NIE"]
["1392","Berker TS Szklana płytka dekoracyjna 2-krotna, szkło bezbarwne",243,"BPR",1,"szt.",1,4011334249313,"EC000007","-",0.23,0.20599999999999999,"KG","NIE"]
["1394","Berker TS Szklana płytka dekoracyjna 4-krotna, szkło bezbarwne",322,"BPR",1,"szt.",1,4011334012931,"EC000007","-",0.23,0.01,"KG","NIE"]
["1407","Serie 1930/Glas Płytka czołowa do gniazda przyłączeniowego UAE pojedynczego komputerowego i telefonicznego, biały",42.8,"BPR",1,"szt.",10,4011334237228,"EC000018","-",0.23,1.0999999999999999E-2,"KG","TAK"]
["1409","Serie 1930/Glas Płytka czołowa do gniazda przyłączeniowego UAE podwójnego komputerowego i telefonicznego, biały",42.8,"BPR",1,"szt.",10,4011334237242,"EC000018","-",0.23,8.9999999999999993E-3,"KG","TAK"]
["1529","IP44 Płytka czołowa z pokrętłem do łącznika żaluzjowego obrotowego, kremowy, p/t",24.5,"BPR",1,"szt.",1,4011334015758,"EC000011","-",0.23,3.7999999999999999E-2,"KG","NIE"]
["1530","IP44 Płytka czołowa do łącznika i sygnalizatora świetlnego E10, kremowy, p/t",13.4,"BPR",1,"szt.",10,4011334015772,"EC000064","-",0.23,0.02,"KG","NIE"]
["1550","IP44 Klawisz, kremowy, p/t",22.7,"BPR",1,"szt.",10,4011334015819,"EC000011","-",0.23,2.8000000000000001E-2,"KG","NIE"]
["1551","IP44 Klawisz z nadrukiem \"0\", kremowy, p/t",25.6,"BPR",1,"szt.",10,4011334015833,"EC000011","-",0.23,3.5000000000000003E-2,"KG","NIE"]
["1552","IP44 Klawisze, kremowy, p/t",32.200000000000003,"BPR",1,"szt.",10,4011334015857,"EC000011","-",0.23,2.7E-2,"KG","NIE"]
["1553","IP44 Klawisz z 5 dołączonymi soczewkami, kremowy, p/t",25.6,"BPR",1,"szt.",10,4011334015895,"EC000011","-",0.23,2.9000000000000001E-2,"KG","NIE"]
["1557","IP44 Klawisz przykręcany z 5 dołączonymi soczewkami, kremowy, p/t",32.1,"BPR",1,"szt.",10,4011334016298,"EC000011","-",0.23,3.4000000000000002E-2,"KG","NIE"]
["1558","IP44 Klawisz z czerwoną soczewką i nadrukiem \"0\", kremowy, p/t",28.6,"BPR",1,"szt.",10,4011334016311,"EC000011","-",0.23,2.9000000000000001E-2,"KG","NIE"]
["1559","IP44 Klawisz przykręcany, kremowy, p/t",29.2,"BPR",1,"szt.",10,4011334016335,"EC000011","-",0.23,3.5999999999999997E-2,"KG","NIE"]
["1565","IP44 Klawisze przykręcane, kremowy, p/t",38.4,"BPR",1,"szt.",10,4011334203940,"EC000011","-",0.23,3.2000000000000001E-2,"KG","NIE"]
["1568","IP44 Klawisz z czerwoną soczewką i nadrukiem \"Heizung Notschalter\", kremowy, p/t",26.5,"BPR",1,"szt.",10,4011334016595,"EC000011","-",0.23,2.7E-2,"KG","NIE"]
["1569","IP44 Klawisz z czerwoną soczewką i nadrukiem \"Heizung Notschalter\", kremowy, p/t",27.3,"BPR",1,"szt.",10,4011334016618,"EC000011","-",0.23,2.5999999999999999E-2,"KG","NIE"]
["1600","Akcesoria osprzęt Wkładka jarzeniowa, mechanizm, jasny przezroczysty",24.5,"BER",1,"szt.",10,4011334219293,"EC000199","-",0.23,3.5000000000000003E-2,"KG","NIE"]
["1601","mechanizmy Jarzeniówka E10",15.1,"BPR",1,"szt.",100,4011334016984,"EC000199","-",0.23,3.0000000000000001E-3,"KG","NIE"]
["1609","mechanizmy Wkładka jarzeniowa do gniazda SCHUKO z lampką kontrolną, biały",15.1,"BER",1,"szt.",10,4011334017097,"EC000199","-",0.23,4.0000000000000001E-3,"KG","NIE"]
["1611","ISO-Panzer IP66 Wkładka jarzeniowa do łącznika obrotowego, kremowy",14.6,"BPR",1,"szt.",10,4011334017110,"EC000199","-",0.23,4.0000000000000001E-3,"KG","NIE"]
["1613","ISO-Panzer IP66 Wkładka żarowa do łącznika obrotowego, żółty",18.899999999999999,"BPR",1,"szt.",10,4011334017134,"EC000199","-",0.23,7.0000000000000001E-3,"KG","NIE"]
["1614","ISO-Panzer IP66 Wkładka żarowa do łącznika obrotowego, zielony",18.899999999999999,"BPR",1,"szt.",10,4011334017141,"EC000199","-",0.23,4.0000000000000001E-3,"KG","NIE"]
["1615","ISO-Panzer IP44 Wkładka jarzeniowa do łącznika klawiszowego, kremowy",14.6,"BPR",1,"szt.",10,4011334017158,"EC000199","-",0.23,5.0000000000000001E-3,"KG","NIE"]
["1617","ISO-Panzer IP44 Wkładka żarowa do łącznika klawiszowego, żółty",18.899999999999999,"BPR",1,"szt.",10,4011334017172,"EC000199","-",0.23,4.0000000000000001E-3,"KG","NIE"]
["1618","ISO-Panzer IP44 Wkładka żarowa do łącznika klawiszowego, zielony",18.899999999999999,"BPR",1,"szt.",10,4011334017189,"EC000199","-",0.23,4.0000000000000001E-3,"KG","NIE"]
["1629","IP44 Klawisz z polem opisowym, kremowy, p/t",30.8,"BPR",1,"szt.",10,4011334017530,"EC000011","-",0.23,2.8000000000000001E-2,"KG","NIE"]
["1637","ISO-Panzer IP44 Wkładka żarowa do łączników klawiszowych, czerwony",18.899999999999999,"BPR",1,"szt.",10,4011334153160,"EC000199","-",0.23,4.0000000000000001E-3,"KG","NIE"]
["1646","mechanizmy Wkładka żarowa do gniazda SCHUKO z lampką kontrolną, biały",14.2,"BPR",1,"szt.",10,4011334321521,"EC000199","-",0.23,3.0000000000000001E-3,"KG","NIE"]
["1647","Serie 1930/Glas Płytka czołowa z pokrętłem do łącznika obrotowego, biały, połysk",45.4,"BPR",1,"szt.",1,4011334321415,"EC000011","-",0.23,2.5999999999999999E-2,"KG","TAK"]
["1675","Akcesoria osprzęt Wkładka jarzeniowa z zaciskiem neutralnym IP44, mechanizm, szary",14.9,"BER",1,"szt.",10,4011334282730,"EC000199","-",0.23,5.0000000000000001E-3,"KG","TAK"]
["1676","Akcesoria osprzęt Wkładka żarowa z zaciskiem neutralnym, mechanizm, brązowy",18.2,"BER",1,"szt.",10,4011334293316,"EC000199","-",0.23,5.0000000000000001E-3,"KG","NIE"]
["1678","Akcesoria osprzęt Żarówka LED E10, biały",27.6,"BER",1,"szt.",10,4011334293750,"EC000199","-",0.23,4.0000000000000001E-3,"KG","TAK"]
["1679","Akcesoria osprzęt Żarówka LED E14, biały",36.299999999999997,"BER",1,"szt.",10,4011334293804,"EC000199","-",0.23,6.0000000000000001E-3,"KG","NIE"]
["1680","Akcesoria osprzęt Wkładka jarzeniowa LED seryjna ze stykiem neutralnym, mechanizm, czarny",33,"BPR",1,"szt.",1,4011334304371,"EC000199","-",0.23,1.6E-2,"KG","TAK"]
["1686","Akcesoria osprzęt Wkładka jarzeniowa LED, mechanizm, biały",20.8,"BPR",1,"szt.",10,4011334346883,"EC000199","-",0.23,6.0000000000000001E-3,"KG","NIE"]
["1687","Akcesoria osprzęt Wkładka jarzeniowa LED, mechanizm, czarny",20.399999999999999,"BPR",1,"szt.",10,4011334346890,"EC000199","-",0.23,6.0000000000000001E-3,"KG","NIE"]
["1715","IP44 Nasadka systemowego czujnika ruchu 180, kremowy, p/t",198,"BPR",1,"szt.",1,4011334196174,"EC000138","-",0.23,9.5000000000000001E-2,"KG","NIE"]
["1718","IP44 Nasadka systemowego czujnika ruchu 180, kremowy, p/t",198,"BPR",1,"szt.",1,4011334196204,"EC000138","-",0.23,9.5000000000000001E-2,"KG","NIE"]
["1800","Akcesoria osprzęt Gniazdo głośnikowe, czarny",10.199999999999999,"BPR",1,"szt.",10,4011334230427,"EC000018","-",0.23,8.9999999999999993E-3,"KG","NIE"]
["1806","ISO-Panzer IP44 Łącznik do kombinacji wielokrotnej, czarny",10.4,"BPR",1,"szt.",10,4011334018414,"EC000240","-",0.23,8.9999999999999993E-3,"KG","NIE"]
["1807","ISO-Panzer IP66 Podejście kablowe, czarny",3.5,"BPR",1,"szt.",10,4011334018421,"EC000240","-",0.23,3.0000000000000001E-3,"KG","NIE"]
["1808","ISO-Panzer IP66 Łącznik do kombinacji wielokrotnej, czarny",3.9,"BPR",1,"szt.",10,4011334018438,"EC000240","-",0.23,4.0000000000000001E-3,"KG","NIE"]
["1809","Berker TS Puszka podtynkowa, owalna",19.899999999999999,"BPR",1,"szt.",50,4011334216124,"EC002601","-",0.23,5.1999999999999998E-2,"KG","TAK"]
["1812","Serie 1930/Glas Pokrętło mosiężne, mosiądz",94.5,"BPR",1,"szt.",1,4011334018476,"EC000011","-",0.23,2.1000000000000001E-2,"KG","NIE"]
["1813","Integro Flow Podejście przewodowe i kanałowe, kremowy",2.7,"BPR",1,"szt.",10,4011334018483,"EC000240","-",0.23,7.0000000000000001E-3,"KG","NIE"]
["1818","Akcesoria osprzęt Wkładka patentowa z różnymi zamkami",91.5,"BPR",1,"szt.",1,4011334018575,"EC000743","-",0.23,0.15,"KG","TAK"]
["1824","Berker TS Puszka podtynkowa, do \"regipsu', owalna",19.899999999999999,"BPR",1,"szt.",50,4011334216131,"EC002601","-",0.23,0.05,"KG","NIE"]
["1829","Akcesoria osprzęt Gniazdo modularne 6-biegunowe, czarny",18.899999999999999,"BPR",1,"szt.",5,4011334189954,"EC001121","-",0.23,8.9999999999999993E-3,"KG","NIE"]
["1832","Elektronika domowa Zapasowy akumulator",36.799999999999997,"BPR",1,"szt.",1,4011334148371,"EC000357","-",0.23,5.0000000000000001E-3,"KG","NIE"]
["1833","Akcesoria osprzęt Gniazdo modularne 8-biegunowe, czarny",21.8,"BPR",1,"szt.",5,4011334189961,"EC001121","-",0.23,0.01,"KG","NIE"]
["1834","Akcesoria osprzęt Łącze wtykowe D-Sub",21.6,"BPR",1,"szt.",1,4011334018629,"EC001132","-",0.23,1.4999999999999999E-2,"KG","NIE"]
["1835","Akcesoria osprzęt Łącze wtykowe D-Sub",19.899999999999999,"BPR",1,"szt.",1,4011334018636,"EC001132","-",0.23,1.4999999999999999E-2,"KG","NIE"]
["1839","Akcesoria osprzęt Łącze wtykowe D-Sub",14.4,"BPR",1,"szt.",1,4011334018643,"EC001132","-",0.23,1.4E-2,"KG","NIE"]
["1840","Akcesoria osprzęt Wtyczka BNC",29.9,"BPR",1,"szt.",10,4011334201939,"EC001131","-",0.23,1.2E-2,"KG","NIE"]
["1841","Akcesoria osprzęt Adapter do montażu łącza wtykowego D-Sub",2.9,"BPR",1,"szt.",1,4011334207528,"EC000018","-",0.23,5.0000000000000001E-3,"KG","NIE"]
["1842","Akcesoria osprzęt Adapter do montażu łącza wtykowego D-Sub",2.9,"BPR",1,"szt.",1,4011334207535,"EC000018","-",0.23,5.0000000000000001E-3,"KG","NIE"]
["1845","Puszka p/t do gniazda IP44",1.1000000000000001,"BPR",1,"szt.",25,4011334296140,"EC000073","-",0.23,2.5000000000000001E-2,"KG","NIE"]
["1847","Akcesoria osprzęt Osłona zabezpieczająca do łączników, czerwony",1.6,"BPR",1,"szt.",10,4011334018711,"EC002554","-",0.23,7.0000000000000001E-3,"KG","NIE"]
["1848","Akcesoria osprzęt Osłona zabezpieczająca do gniazd SCHUKO, czerwony",1.6,"BPR",1,"szt.",10,4011334018728,"EC002649","-",0.23,8.0000000000000002E-3,"KG","NIE"]
["1849","Akcesoria osprzęt Osłona zabezpieczająca do gniazd i łączników, szary",1.7,"BPR",1,"szt.",10,4011334340331,"EC002649","-",0.23,7.0000000000000001E-3,"KG","NIE"]
["1857","Akcesoria osprzęt Bateria litowa płaska 3V",33.4,"BPR",1,"szt.",10,4011334217602,"EC000356","-",0.23,8.9999999999999993E-3,"KG","NIE"]
["1861","Akcesoria osprzęt Blokada do łącznika obrotowego do żaluzji",8.1,"BPR",1,"szt.",10,4011334018827,"EC002554","-",0.23,2E-3,"KG","TAK"]
["1862","B.Kwadrat Klucz do gniazda z uziemieniem kompletnego z nadrukiem \"DATA\", czerwony",3,"BER",1,"szt.",10,4011334438328,"-","-",0.23,3.0000000000000001E-3,"KG","NIE"]
["1870","TS Sensor Puszka 2-krotna do TS Sensor / Crystal Ball, pomarańczowy, mat",49.4,"BPR",1,"szt.",1,4011334294092,"EC002601","-",0.23,7.5999999999999998E-2,"KG","TAK"]
["1871","TS Sensor Puszka 2-krotna płytka, pomarańczowy, mat",89,"BPR",1,"szt.",1,4011334321880,"EC002601","-",0.23,5.8999999999999997E-2,"KG","NIE"]
["1884","IP44 Kołnierz uszczelniający do bryzgoszczelnych aparatów p/t, szary, p/t",3.6,"BPR",1,"szt.",10,4011334019459,"EC002554","-",0.23,7.0000000000000001E-3,"KG","NIE"]
["1887","R.classic/Serie 1930/Glas Pierścień dystansujący do nowego typu puszek firmy Kaiser, czerwony",2.6,"BPR",1,"szt.",100,4011334329312,"EC002328","-",0.23,4.0000000000000001E-3,"KG","NIE"]
["1901","ISO-Panzer IP44 Pole opisowe wciskane, ciemnoszary",7.8,"BPR",1,"szt.",10,4011334019558,"EC000141","-",0.23,4.0000000000000001E-3,"KG","NIE"]
["1903","IP44 Pokrywa metalowa z nadrukiem, Odlewy alu",53.5,"BPR",1,"szt.",1,4011334019572,"EC000011","-",0.23,7.0000000000000007E-2,"KG","NIE"]
["1904","IP44 Pokrywa metalowa, Odlewy alu",46.5,"BPR",1,"szt.",1,4011334019589,"EC000011","-",0.23,7.0000000000000007E-2,"KG","NIE"]
["1906","ISO-Panzer IP66 Blokada do łącznika obrotowego do żaluzji",8.6999999999999993,"BPR",1,"szt.",10,4011334019596,"EC002554","-",0.23,2E-3,"KG","NIE"]
["1913","Akcesoria osprzęt Nasadka rozszerzająca łapki rozporowe",3.1,"BPR",1,"szt.",50,4011334155430,"EC002554","-",0.23,3.0000000000000001E-3,"KG","NIE"]
["1914","Akcesoria osprzęt Łapki rozporowe do mechanizmów nowych gniazd",89,"BPR",1,"szt.",1,4011334352181,"EC002554","-",0.23,0.03,"KG","NIE"]
["1980","Akcesoria osprzęt Mini Jack 8-biegunowy RJ45, kat.3, czarny",46.7,"BPR",1,"szt.",1,4011334230762,"EC001121","-",0.23,5.0000000000000001E-3,"KG","NIE"]
["1984","Akcesoria osprzęt Mini Jack 8-biegunowy RJ45, kat. 5, czarny",60.5,"BPR",1,"szt.",1,4011334051107,"EC001121","-",0.23,0.02,"KG","NIE"]
["1985","Akcesoria osprzęt Mini Jack 8-biegunowy RJ45, kat. 6, czarny",75.5,"BPR",1,"szt.",1,4011334282976,"EC001121","-",0.23,1.4999999999999999E-2,"KG","NIE"]
["1989","Akcesoria osprzęt Zestaw gniazd Chinch biały/czerwony, biały/czerwony",124,"BPR",1,"szt.",1,4011334284161,"EC000018","-",0.23,1.4999999999999999E-2,"KG","NIE"]
["1990","Akcesoria osprzęt Zaślepka, biały",7.4,"BPR",1,"szt.",1,4011334284178,"EC000018","-",0.23,5.0000000000000001E-3,"KG","NIE"]
["1992","Akcesoria osprzęt Moduł Cinch - Video, biały/żółty",66,"BPR",1,"szt.",1,4011334308812,"EC000018","-",0.23,0.01,"KG","NIE"]
["1993","Akcesoria osprzęt Moduł S-VIDEO, biały/czarny",110,"BPR",1,"szt.",1,4011334308829,"EC000018","-",0.23,0.01,"KG","NIE"]
["1994","Akcesoria osprzęt Moduł VGA 15 pin, biały/czarny",240,"BPR",1,"szt.",1,4011334308836,"EC001132","-",0.23,2.5000000000000001E-2,"KG","NIE"]
["2040","one.platform Mechaniczny łącznik czasowy, 2-biegunowy, 0-15 min, mechanizm, zaciski śrubowe",225,"BPR",1,"szt.",1,4011334020608,"EC000107","-",0.23,0.6,"G","NIE"]
["2041","one.platform Mechaniczny łącznik czasowy, 2-biegunowy, 0-120 min, mechanizm, zaciski śrubowe",225,"BPR",1,"szt.",1,4011334020639,"EC000107","-",0.23,0.14000000000000001,"KG","NIE"]
["2743","Elektronika domowa Transformator przewodowy ściemniający 20-105 W, czarny",398,"BPR",1,"szt.",1,4011334178385,"EC001500","-",0.23,0.255,"KG","NIE"]
["2744","Elektronika domowa Ściemniacz przesuwny przewodowy nn, czarny",212,"BPR",1,"szt.",1,4011334248453,"EC000445","-",0.23,0.19,"KG","NIE"]
["2779","Elektronika domowa Pilot podczerwieni IR, antracyt",375,"BPR",1,"szt.",1,4011334259596,"EC000257","-",0.23,4.4999999999999998E-2,"KG","NIE"]
["2844","Elektronika domowa Wyłacznik różnicowo-prądowy p/t",497,"BPR",1,"szt.",1,4011334288831,"EC000003","-",0.23,0.13,"KG","NIE"]
["2872","Akcesoria osprzęt Sterownik ściemniający 1-10 V do zabudowy, biały",560,"BER",1,"szt.",1,4011334197638,"EC000534","-",0.23,0.12,"KG","NIE"]
["2873","Elektronika domowa Ściemniacz obrotowy NV z płynną regulacją",253,"BPR",1,"szt.",1,4011334218715,"EC000025","-",0.23,0.155,"KG","NIE"]
["2874","one.platform Ściemniacz obrotowy Tronic® z płynną regulacją 20-525 W, mechanizm",425,"BER",1,"szt.",1,4011334218722,"EC000025","-",0.23,8.3000000000000004E-2,"KG","TAK"]
["2875","Elektronika domowa Ściemniacz obrotowy z płynną regulacją",255,"BPR",1,"szt.",1,4011334218739,"EC000025","-",0.23,0.155,"KG","NIE"]
["2885","one.platform Ściemniacz obrotowy z płynną regulacją 100-1000 W, mechanizm",568,"BER",1,"szt.",1,4011334251859,"EC000025","-",0.23,0.1,"KG","TAK"]
["2897","one.platform Potencjometr obrotowy DALI, mechanizm",162,"BPR",1,"szt.",1,4011334275510,"EC000534","-",0.23,7.4999999999999997E-2,"KG","TAK"]
["2898","one.platform Potencjometr obrotowy DALI z wbudowanym zasilaniem, mechanizm",428,"BPR",1,"szt.",1,4011334325390,"EC000534","-",0.23,0.09,"KG","TAK"]
["2901","# Dostępny tylko dla serii Modul /Arsys zastąpiony przez 85422100",505,"BPR",1,"szt.",1,4011334295129,"EC000025","-",0.23,0.105,"KG","NIE"]
["2902","# Dostępny tylko dla serii Modul /Arsys zastąpiony przez 85421200",442,"BPR",1,"szt.",1,4011334208273,"EC000025","-",0.23,9.5000000000000001E-2,"KG","NIE"]
["2903","# Dostępny tylko dla serii Modul /Arsys",530,"BPR",1,"szt.",1,4011334212669,"EC000534","-",0.23,0.125,"KG","NIE"]
["2904","# Dostępny tylko dla serii Modul /Arsys zastąpiony przez 85421100",311,"BPR",1,"szt.",1,4011334212652,"EC000025","-",0.23,0.15,"KG","NIE"]
["2905","# Dostępny tylko dla serii Modul /Arsys zastąpiony przez 85121100",219,"BPR",1,"szt.",1,4011334218746,"EC001588","-",0.23,0.13500000000000001,"KG","TAK"]
["2906","# Dostępny tylko dla serii Modul /Arsys zastąpiony przez 85121200",286,"BPR",1,"szt.",1,4011334212645,"EC001588","-",0.23,8.5999999999999993E-2,"KG","TAK"]
["2907","# Dostępny tylko dla serii Modul /Arsys",98.5,"BPR",1,"szt.",1,4011334209515,"EC001588","-",0.23,0.06,"KG","NIE"]
["2908","# Dostępny tylko dla serii Modul /Arsys zastąpiony przez 85320100",103,"BPR",1,"szt.",1,4011334212638,"EC001035","-",0.23,7.2999999999999995E-2,"KG","TAK"]
["2911","# Dostępny tylko dla serii Modul /Arsys",381,"BPR",1,"szt.",1,4011334216148,"EC000615","-",0.23,0.13500000000000001,"KG","NIE"]
["2912","# Dostępny tylko dla serii Modul /Arsys",445,"BPR",1,"szt.",1,4011334242215,"EC001588","-",0.23,0.115,"KG","NIE"]
["2915","Elektronika domowa Transformator Tronic® 10-40 W, biały",129,"BPR",1,"szt.",1,4011334236528,"EC001500","-",0.23,0.08,"KG","NIE"]
["2916","# Dostępny tylko dla serii Modul /Arsys zastąpiony przez 85121100",298,"BPR",1,"szt.",1,4011334217695,"EC001588","-",0.23,0.09,"KG","NIE"]
["2918","Elektronika domowa Transformator Tronic® 20-70 W, biały",163,"BER",1,"szt.",1,4011334236535,"EC001500","-",0.23,9.5000000000000001E-2,"KG","NIE"]
["2919","Akcesoria osprzęt Przekaźnik rozdzielający DMS z dodatkowymi wejściami sterującymi, mechanizm, zaciski śrubowe",244,"BPR",1,"szt.",1,4011334217541,"EC001593","-",0.23,0.14499999999999999,"KG","NIE"]
["2921","Elektronika domowa Berker Igel® 20-105 W",114,"BPR",1,"szt.",1,4011334242833,"EC001500","-",0.23,0.153,"KG","NIE"]
["2927","Elektronika domowa Transformator Tronic® 35-105 W, biały",153,"BER",1,"szt.",1,4011334218791,"EC001500","-",0.23,0.14499999999999999,"KG","NIE"]
["2930","Akcesoria osprzęt Przekaźnik rozdzielający, mechanizm, zaciski śrubowe",206,"BPR",1,"szt.",1,4011334262305,"EC001593","-",0.23,6.5000000000000002E-2,"KG","NIE"]
["2931","Akcesoria osprzęt Przekaźnik rozdzielający DMS, mechanizm, zaciski śrubowe",234,"BPR",1,"szt.",1,4011334262312,"EC001593","-",0.23,7.4999999999999997E-2,"KG","NIE"]
["2939","Elektronika domowa Sterownik systemowego czujnika ruchu",83.5,"BPR",1,"szt.",1,4011334178088,"EC001035","-",0.23,9.5000000000000001E-2,"KG","NIE"]
["2943","Elektronika domowa Ściemniacz przyciskowy Tronic® do zabudowy, biały",532,"BPR",1,"szt.",1,4011334153269,"EC000025","-",0.23,0.22,"KG","NIE"]
["2948","# Dostępny tylko dla serii Modul /Arsys zastąpiony przez 85121200",241,"BPR",1,"szt.",1,4011334202479,"EC001594","-",0.23,0.125,"KG","TAK"]
["2949","mechanizmy Sygnalizator świetlny",77.5,"BPR",1,"szt.",1,4011334204169,"EC000064","-",0.23,6.5000000000000002E-2,"KG","NIE"]
["2951","mechanizmy Oświetlenie sygnalizacyjne LED",292,"BPR",1,"szt.",1,4011334310815,"EC000064","-",0.23,7.3999999999999996E-2,"KG","NIE"]
["2952","mechanizmy Oświetlenie sygnalizacyjne LED",287,"BPR",1,"szt.",1,4011334310822,"EC000064","-",0.23,7.8E-2,"KG","NIE"]
["2969","Akcesoria osprzęt Przekaźnik rozdzielający z dodatkowymi wejściami sterującymi, mechanizm, zaciski śrubowe",216,"BPR",1,"szt.",1,4011334192015,"EC001593","-",0.23,0.13700000000000001,"KG","TAK"]
["2972","Elektronika domowa Transformator Tronic® 50-200 W, biały",515,"BER",1,"szt.",1,4011334148654,"EC001500","-",0.23,0.36,"KG","NIE"]
["2995","B.Kwadrat/B.3/B.7 Kompaktowy czujnik ruchu 1,1 m, 2-przewodowy",165,"BER",1,"szt.",1,4011334413912,"EC000138","-",0.23,0.127,"KG","NIE"]
["2996","B.Kwadrat/B.3/B.7 Kompaktowy czujnik ruchu 1,1 m, 3-przewodowy",201,"BER",1,"szt.",1,4011334413738,"EC000138","-",0.23,0.127,"KG","NIE"]
["3045","ISO-Panzer IP66 Łącznik obrotowy, ciemnoszary/żółty",109,"BPR",1,"szt.",1,4011334023418,"EC001590","-",0.23,0.19500000000000001,"KG","NIE"]
["3046","ISO-Panzer IP66 Łącznik obrotowy, ciemnoszary/żółty",86,"BPR",1,"szt.",1,4011334023425,"EC001590","-",0.23,0.19800000000000001,"KG","NIE"]
["3142","ISO-Panzer IP66 Łącznik obrotowy kontrolny z czerwoną soczewką, ciemnoszary/żółty",137,"BPR",1,"szt.",1,4011334023760,"EC001590","-",0.23,0.20499999999999999,"KG","NIE"]
["3146","ISO-Panzer IP66 Łącznik obrotowy kontrolny z czerwoną soczewką, ciemnoszary/żółty",115,"BPR",1,"szt.",1,4011334023777,"EC001590","-",0.23,0.20599999999999999,"KG","NIE"]
["3273","ISO-Panzer IP66 Łącznik obrotowy 3-biegunowy z nadrukiem \"0\", ciemnoszary/żółty",137,"BPR",1,"szt.",1,4011334023890,"EC001590","-",0.23,0.02,"KG","NIE"]
["3446","ISO-Panzer IP44 Łącznik klawiszowy z czerwoną soczewką, ciemnoszary/żółty",98,"BPR",1,"szt.",1,4011334023975,"EC001590","-",0.23,0.18,"KG","NIE"]
["3811","Serie 1930/Glas Łącznik żaluzjowy obrotowy z elementem centralnym i pokrętłem, 1-biegunowy, biały",257,"BPR",1,"szt.",1,4011334024521,"EC000044","-",0.23,0.115,"KG","TAK"]
["3812","Serie 1930/Glas Łącznik żaluzjowy obrotowy z elementem centralnym i pokrętłem, 2-biegunowy, biały",287,"BPR",1,"szt.",1,4011334024545,"EC000044","-",0.23,0.121,"KG","NIE"]
["3841","mechanizmy Łącznik obrotowy do żaluzji",59.5,"BPR",1,"szt.",10,4011334024675,"EC000044","-",0.23,9.0999999999999998E-2,"KG","NIE"]
["3842","mechanizmy Łącznik obrotowy do żaluzji",84.5,"BPR",1,"szt.",10,4011334024682,"EC000044","-",0.23,9.1999999999999998E-2,"KG","NIE"]
["3851","one.platform Łącznik żaluzjowy na klucz 1-biegunowy, mechanizm, zaciski śrubowe",66,"BPR",1,"szt.",10,4011334024705,"EC000044","-",0.23,8.3000000000000004E-2,"KG","NIE"]
["3852","one.platform Łącznik żaluzjowy na klucz 2-biegunowy, mechanizm, zaciski śrubowe",86,"BPR",1,"szt.",10,4011334024712,"EC000044","-",0.23,9.0999999999999998E-2,"KG","NIE"]
["3861","one.platform Łącznik obrotowy 3-pozycyjny z pozycją zerową 0-1-2-3, mechanizm, zaciski śrubowe",147,"BPR",1,"szt.",10,4011334024729,"EC001036","-",0.23,0.09,"KG","NIE"]
["3862","mechanizmy Łącznik obrotowy 2-biegunowy 20 A",239,"BPR",1,"szt.",10,4011334177173,"EC001590","-",0.23,8.5000000000000006E-2,"KG","NIE"]
["3966","one.platform Łącznik cięgłowy samopowrotny uniwersalny, mechanizm, samozaciski",38.9,"BPR",1,"szt.",10,4011334025160,"EC001590","-",0.23,7.3999999999999996E-2,"KG","NIE"]
["4040","Elementy natynkowe Gniazdo potrójne SCHUKO, kremowy",48.8,"BPR",1,"szt.",5,4011334025412,"EC000125","-",0.23,0.22500000000000001,"KG","NIE"]
["4123","# Modul 2 Gniazdo SCHUKO z płytką czołową 50 x 50 mm, kremowy",19.899999999999999,"BPR",1,"szt.",10,4011334026013,"EC000125","-",0.23,9.7000000000000003E-2,"KG","NIE"]
["4202","IP44 Gniazdo z uziemieniem \"USA/CANADA\" NEMA 5-15 R, kremowy, p/t",133,"BPR",1,"szt.",10,4011334028215,"EC000125","-",0.23,9.8000000000000004E-2,"KG","NIE"]
["4203","IP44 Gniazdo z uziemieniem \"USA/CANADA\" NEMA 5-20 R, kremowy, p/t",143,"BPR",1,"szt.",10,4011334028222,"EC000125","-",0.23,0.104,"KG","NIE"]
["4211","IP44 Gniazdo SCHUKO z pokrywą komplet, szary, p/t",68,"BPR",1,"szt.",1,4011334028246,"EC000125","-",0.23,0.18099999999999999,"KG","NIE"]
["4212","IP44 Gniazdo SCHUKO z pokrywą i zamkiem komplet, szary, p/t",182,"BPR",1,"szt.",1,4011334028260,"EC000125","-",0.23,0.25600000000000001,"KG","NIE"]
["4216","IP44 Gniazdo SCHUKO z pokrywą z podwyższoną ochroną styków, kremowy, p/t",45.2,"BPR",1,"szt.",10,4011334028345,"EC000125","-",0.23,0.11700000000000001,"KG","NIE"]
["4246","ISO-Panzer IP44 Łącznik obrotowy wraz z gniazdem SCHUKO z pokrywą, ciemnoszary/żółty",153,"BPR",1,"szt.",1,4011334028581,"EC000020","-",0.23,0.40200000000000002,"KG","NIE"]
["4280","ISO-Panzer IP44 Gniazdo SCHUKO z pokrywą, ciemnoszary/żółty",69,"BPR",1,"szt.",1,4011334028710,"EC000125","-",0.23,0.20100000000000001,"KG","NIE"]
["4283","ISO-Panzer IP66 Gniazdo SCHUKO z pokrywą z zamknięciem bagnetowym, ciemnoszary/żółty",158,"BPR",1,"szt.",1,4011334028734,"EC000125","-",0.23,0.20499999999999999,"KG","NIE"]
["4286","ISO-Panzer IP44 Gniazdo z uziemieniem \"USA/CANADA\" NEMA 5-15 R, ciemnoszary/żółty",151,"BPR",1,"szt.",1,4011334028758,"EC000125","-",0.23,0.19800000000000001,"KG","NIE"]
["4288","ISO-Panzer IP44 Gniazdo z uziemieniem \"USA/CANADA\" NEMA 5-20 R, ciemnoszary/żółty",176,"BPR",1,"szt.",1,4011334028765,"EC000125","-",0.23,0.20499999999999999,"KG","NIE"]
["4290","ISO-Panzer IP44 Puszka pusta, ciemnoszary",59.5,"BPR",1,"szt.",1,4011334028772,"EC000080","-",0.23,0.14000000000000001,"KG","NIE"]
["4291","ISO-Panzer IP44 Puszka do urządzenia sterującego i meldunkowego Ø 22,5 mm, ciemnoszary/żółty",59.5,"BPR",1,"szt.",1,4011334028789,"EC000200","-",0.23,0.13300000000000001,"KG","NIE"]
["4293","ISO-Panzer IP44 Gniazdo z uziemieniem \"USA/CANADA\" NEMA 5-15 R, ciemnoszary/żółty",321,"BPR",1,"szt.",1,4011334143956,"EC000125","-",0.23,0.41599999999999998,"KG","NIE"]
["4294","ISO-Panzer IP44 Gniazdo z uziemieniem \"USA/CANADA\" NEMA 5-20 R, ciemnoszary/żółty",359,"BPR",1,"szt.",1,4011334143963,"EC000125","-",0.23,0.42599999999999999,"KG","NIE"]
["4306","# Modul 2 Gniazdo SCHUKO z łącznikiem zmiennym komplet, kremowy - produkt wycofany z oferty",61.5,"BPR",1,"szt.",10,4011334028840,"EC000020","-",0.23,0.10100000000000001,"KG","NIE"]
["4322","ISO-Panzer IP44 Gniazdo podwójne SCHUKO z pokrywą, ciemnoszary/żółty",144,"BPR",1,"szt.",1,4011334028888,"EC000125","-",0.23,0.38800000000000001,"KG","NIE"]
["4323","ISO-Panzer IP44 Gniazdo potrójne SCHUKO z pokrywą, ciemnoszary/żółty",240,"BPR",1,"szt.",1,4011334028895,"EC000125","-",0.23,0.58199999999999996,"KG","NIE"]
["4324","ISO-Panzer IP44 Gniazdo z uziemieniem \"USA/CANADA\" NEMA 5-15 R, ciemnoszary/żółty",504,"BPR",1,"szt.",1,4011334143970,"EC000125","-",0.23,0.63,"KG","NIE"]
["4325","ISO-Panzer IP44 Gniazdo z uziemieniem \"USA/CANADA\" NEMA 5-20 R, ciemnoszary/żółty",564,"BPR",1,"szt.",1,4011334143987,"EC000125","-",0.23,0.63200000000000001,"KG","NIE"]
["4342","ISO-Panzer IP66 Łącznik żaluzjowy obrotowy z pokrętłem i nadrukiem, ciemnoszary/żółty",249,"BPR",1,"szt.",1,4011334028918,"EC000044","-",0.23,0.10199999999999999,"KG","NIE"]
["4370","ISO-Panzer IP44 Gniazdo SCHUKO podwójne z pokrywą, ciemnoszary/żółty",143,"BPR",1,"szt.",1,4011334028932,"EC000125","-",0.23,0.39800000000000002,"KG","NIE"]
["4382","ISO-Panzer IP44 Łącznik żaluzjowy na klucz do wkładki patentowej, ciemnoszary/żółty",215,"BPR",1,"szt.",1,4011334028956,"EC000044","-",0.23,0.23499999999999999,"KG","NIE"]
["4386","ISO-Panzer IP44 Łącznik na klucz do wkładki patentowej, ciemnoszary/żółty",215,"BPR",1,"szt.",1,4011334028963,"EC001590","-",0.23,0.23499999999999999,"KG","NIE"]
["4391","ISO-Panzer IP44 Łącznik żaluzjowy na klucz i wkładkę patentową zwierny, ciemnoszary/żółty",195,"BPR",1,"szt.",1,4011334028970,"EC000044","-",0.23,0.22900000000000001,"KG","NIE"]
["4392","ISO-Panzer IP44 Łącznik żaluzjowy na klucz i wkładkę patentową zwierny, ciemnoszary/żółty",215,"BPR",1,"szt.",1,4011334028987,"EC000044","-",0.23,0.23699999999999999,"KG","NIE"]
["4412","IP44 Łącznik żaluzjowy na klucz p/t do wkładki patentowej, Odlewy alu",420,"BPR",1,"szt.",1,4011334028994,"EC000044","-",0.23,0.40500000000000003,"KG","NIE"]
["4416","IP44 Łącznik na klucz p/t do wkładki patentowej, Odlewy alu",420,"BPR",1,"szt.",1,4011334029007,"EC001590","-",0.23,0.4,"KG","NIE"]
["4432","ISO-Panzer IP44 Łącznik na klucz wraz z gniazdem SCHUKO, ciemnoszary/żółty",279,"BPR",1,"szt.",1,4011334029045,"EC000020","-",0.23,0.41,"KG","NIE"]
["4447","IP44 Łącznik żaluzjowy na klucz n/t do wkładki patentowej zwierny, Odlewy alu",431,"BPR",1,"szt.",1,4011334195597,"EC000044","-",0.23,0.25,"KG","NIE"]
["4448","IP44 Łącznik na klucz n/t do wkładki patentowej zwierny, Odlewy alu",402,"BPR",1,"szt.",1,4011334195627,"EC000029","-",0.23,0.23499999999999999,"KG","NIE"]
["4449","IP44 Łącznik żaluzjowy na klucz p/t do wkładki patentowej, Odlewy alu",449,"BPR",1,"szt.",1,4011334195610,"EC000044","-",0.23,0.23,"KG","NIE"]
["4450","IP44 Łącznik na klucz p/t do wkładki patentowej zwierny, Odlewy alu",420,"BPR",1,"szt.",1,4011334195603,"EC000029","-",0.23,0.22,"KG","NIE"]
["4462","IP44 Łącznik żaluzjowy na klucz n/t do wkładki patentowej, Odlewy alu",402,"BPR",1,"szt.",1,4011334202660,"EC000044","-",0.23,0.42,"KG","NIE"]
["4466","IP44 Łącznik na klucz n/t do wkładki patentowej, Odlewy alu",402,"BPR",1,"szt.",1,4011334202677,"EC001590","-",0.23,0.42,"KG","NIE"]
["4468","one.platform Przyłącze kablowe ze zwiększonym miejscem, mechanizm, bez zacisków przyłączeniowych",22.2,"BPR",1,"szt.",10,4011334164852,"EC000018","-",0.23,5.7000000000000002E-2,"KG","TAK"]
["4470","one.platform Przyłącze kablowe, mechanizm, bez zacisków przyłączeniowych",22.2,"BPR",1,"szt.",10,4011334029151,"EC000018","-",0.23,5.8999999999999997E-2,"KG","NIE"]
["4502","mechanizmy Gniazdo antenowe 2-wyjściowe nieprzelotowe",67,"BPR",1,"szt.",10,4011334029489,"EC000439","-",0.23,0.12,"KG","NIE"]
["4503","Akcesoria osprzęt Rezystor końcowy",11.5,"BER",1,"szt.",1,4011334029502,"EC000448","-",0.23,3.0000000000000001E-3,"KG","NIE"]
["4505","mechanizmy Płytka nośna do przyłączy miniaturowych",19.2,"BPR",1,"szt.",10,4011334029519,"EC000018","-",0.23,5.8000000000000003E-2,"KG","NIE"]
["4515","mechanizmy Gniazdo antenowe 2-wyjściowe przelotowe",67,"BPR",1,"szt.",10,4011334029588,"EC000439","-",0.23,0.12,"KG","NIE"]
["4522","mechanizmy Gniazdo antenowe 3-wyjściowe nieprzelotowe",67,"BPR",1,"szt.",1,4011334167662,"EC000439","-",0.23,0.115,"KG","NIE"]
["4523","mechanizmy Gniazdo antenowe 3-wyjściowe przelotowe",78.5,"BPR",1,"szt.",1,4011334167679,"EC000439","-",0.23,0.115,"KG","NIE"]
["4538","mechanizmy Gniazdo przyłączeniowe UAE 8-biegunowe, kremowy",46.2,"BPR",1,"szt.",10,4011334178644,"EC001264","-",0.23,3.5000000000000003E-2,"KG","NIE"]
["4539","mechanizmy Gniazdo przyłączeniowe UAE 8/8-biegunowe, kremowy",51.5,"BPR",1,"szt.",10,4011334178637,"EC001264","-",0.23,4.2000000000000003E-2,"KG","NIE"]
["4554","mechanizmy Gniazdo przyłączeniowe UAE 8-biegunowe ekranowane",63.5,"BER",1,"szt.",10,4011334202684,"EC001264","-",0.23,0.13100000000000001,"KG","TAK"]
["4555","mechanizmy Gniazdo przyłączeniowe UAE 8/8-biegunowe ekranowane",90,"BER",1,"szt.",10,4011334202691,"EC001264","-",0.23,0.155,"KG","NIE"]
["4562","mechanizmy Gniazdo przyłączeniowe UAE 2 x 8(4)-biegunowe, kremowy",55.5,"BER",1,"szt.",10,4011334218807,"EC001264","-",0.23,3.5000000000000003E-2,"KG","NIE"]
["4568","mechanizmy Gniazdo przyłączeniowe UAE (4)-biegunowe, kremowy",42.6,"BER",1,"szt.",10,4011334050636,"EC001264","-",0.23,3.5000000000000003E-2,"KG","NIE"]
["4577","mechanizmy Płytka nośna do gniazd BNC/TNC, kremowy",19.2,"BPR",1,"szt.",10,4011334254317,"EC000018","-",0.23,5.2999999999999999E-2,"KG","NIE"]
["4579","mechanizmy Płytka nośna do gniazd BNC/TNC, kremowy",18,"BPR",1,"szt.",10,4011334254324,"EC000018","-",0.23,5.2999999999999999E-2,"KG","NIE"]
["4584","mechanizmy Gniazdo przyłączeniowe UAE 8/8-biegunowe ekranowane kat. 6A, klasa EA",64.5,"BER",1,"szt.",1,4011334345541,"EC001264","-",0.23,0.15,"KG","NIE"]
["4586","one.platform Mechanizm gniazda komputerowego UAE pojedyczne (RJ45), ekranowane, kat.6a iso",68.5,"BER",1,"szt.",10,4011334256380,"EC001264","-",0.23,0.16,"KG","TAK"]
["4587","one.platform Mechanizm gniazda komputerowego UAE podwójnego (RJ45), ekranowane, kat.6a iso",89,"BER",1,"szt.",10,4011334256397,"EC001264","-",0.23,0.15,"KG","TAK"]
["4588","mechanizmy Gniazdo modułowe UAE 8/8-biegunowe ekranowane kat. 6a",81.5,"BER",1,"szt.",1,4011334345534,"EC001264","-",0.23,0.15,"KG","NIE"]
["4592","mechanizmy Gniazdo przyłączeniowe UAE 2 x 8(4)-biegunowe",80.5,"BER",1,"szt.",10,4011334269984,"EC001264","-",0.23,4.5999999999999999E-2,"KG","NIE"]
["4593","mechanizmy Gniazdo antenowe 3-wyjściowe przelotowe",89,"BER",1,"szt.",1,4011334284154,"EC000439","-",0.23,0.115,"KG","NIE"]
["4604","Akcesoria osprzęt Gniazdo wyrównania potencjału pojedyncze",80,"BPR",1,"szt.",1,4011334029700,"EC000090","-",0.23,0.03,"KG","NIE"]
["4605","Akcesoria osprzęt Wtyczka kątowa do gniazda wyrównania potencjału",63.5,"BPR",1,"szt.",1,4011334029717,"EC000090","-",0.23,0.03,"KG","NIE"]
["4606","System połączeniowy Wtyczka kątowa SCHUKO, kremowy, System połączeniowy",12.8,"BPR",1,"szt.",20,4011334029724,"EC000242","-",0.23,3.7999999999999999E-2,"KG","NIE"]
["4631","ISO-Panzer IP66 Wtyczka kątowa SCHUKO z zamknięciem bagnetowym, ciemnoszary/żółty",157,"BPR",1,"szt.",1,4011334029779,"EC001326","-",0.23,0.14899999999999999,"KG","NIE"]
["4637","Integro Flow Wtyczka do gniazda samochodowego, czarny",11.1,"BPR",1,"szt.",1,4011334144496,"EC000242","-",0.23,0.01,"KG","TAK"]
["4684","System połączeniowy Wtyczka sieciowa SCHUKO gumowa, czarny, System połączeniowy",29.5,"BPR",1,"szt.",10,4011334030027,"EC000242","-",0.23,0.106,"KG","NIE"]
["4685","System połączeniowy Wtyczka sieciowa SCHUKO gumowa, czarny, System połączeniowy",31.3,"BPR",1,"szt.",10,4011334030034,"EC000242","-",0.23,0.129,"KG","NIE"]
["4703","# Modul 2 Gniazdo SCHUKO z płytka czołową 50 x 50 mm, kremowy - produkt wycofany z oferty",14.1,"BPR",1,"szt.",10,4011334141259,"EC000125","-",0.23,0.09,"KG","NIE"]
["4715","IP44 Gniazdo SCHUKO z pokrywą, kremowy, p/t",39.4,"BPR",1,"szt.",10,4011334229216,"EC000125","-",0.23,0.11,"KG","NIE"]
["4716","IP44 Gniazdo SCHUKO z pokrywą z podwyższoną ochroną styków, kremowy, p/t",45.2,"BPR",1,"szt.",10,4011334228653,"EC000125","-",0.23,0.113,"KG","NIE"]
["4718","IP44 Gniazdo SCHUKO z pokrywą i ramką, kremowy, p/t",70,"BPR",1,"szt.",10,4011334141389,"EC000125","-",0.23,0.13600000000000001,"KG","NIE"]
["4719","IP44 Gniazdo SCHUKO z pokrywą i polem opisowym, kremowy, p/t",47.4,"BPR",1,"szt.",10,4011334229247,"EC000125","-",0.23,0.111,"KG","NIE"]
["4755","Serie 1930/Glas Gniazdo SCHUKO z podwyższoną ochroną styków, samozaciski, biały",67,"BPR",1,"szt.",10,4011334171874,"EC000125","-",0.23,8.2000000000000003E-2,"KG","NIE"]
["4763","IP44 Gniazdo SCHUKO z pokrywą z zamkiem, kremowy, p/t",154,"BPR",1,"szt.",1,4011334228684,"EC000125","-",0.23,0.13700000000000001,"KG","NIE"]
["4886","System połączeniowy  Gniazdo sieciowe SCHUKO gumowe, czarny",44.3,"BPR",1,"szt.",10,4011334030157,"EC001327","-",0.23,0.184,"KG","NIE"]
["5051","mechanizmy Łącznik przyciskowy do nasadki na kartę hotelową 16 A",23.1,"BPR",1,"szt.",10,4011334237709,"EC000029","-",0.23,5.8000000000000003E-2,"KG","NIE"]
["5056","mechanizmy Łącznik klawiszowy przyciskowy do nasadki na kartę hotelową 10A",23.1,"BPR",1,"szt.",10,4011334237716,"EC000029","-",0.23,5.8000000000000003E-2,"KG","TAK"]
["5101","mechanizmy Łącznik i sygnalizator świetlny E10",23.4,"BPR",1,"szt.",10,4011334030751,"EC000064","-",0.23,7.0999999999999994E-2,"KG","NIE"]
["5104","Serie 1930/Glas Łącznik i sygnalizator świetlny E10 z płytką czołową, biały",110,"BPR",1,"szt.",1,4011334030805,"EC000064","-",0.23,9.4E-2,"KG","NIE"]
["5152","ISO-Panzer IP66 Sygnalizator świetlny E14, ciemnoszary",90.5,"BPR",1,"szt.",1,4011334030928,"EC000064","-",0.23,0.16500000000000001,"KG","NIE"]
["10962","FK Zamek wkładka dwupiórkowa 3mm",29,"HAG",1,"szt.",10,3250619109626,"-","-",0.23,0.02,"KG","TAK"]
["14305","Czujniki ruchu Czujnik ruchu 70, antracyt",268,"BPR",1,"szt.",1,4011334176053,"-","-",0.23,0.01,"KG","NIE"]
["14909","Czujniki ruchu Element do montażu czujników ruchu na narożniku, biały",31.7,"BPR",1,"szt.",1,4011334164043,"EC001580","-",0.23,0.08,"KG","NIE"]
["17201","Akcesoria osprzęt Czujnik siły wiatru, kremowy",506,"BPR",1,"szt.",1,4011334267614,"EC001591","-",0.23,0.37,"KG","NIE"]
["18301","Akcesoria osprzęt Czujnik opadów, szary",1374,"BPR",1,"szt.",1,4011334274162,"EC001591","-",0.23,1.105,"KG","NIE"]
["18700","Elektronika domowa Sprzęgło sieciowe Standard DMS, jasnoszary",663,"BPR",1,"szt.",1,4011334262428,"EC001651","-",0.23,0.16,"KG","NIE"]
["81836","Integro Flow Pierścień mocujący, szary",2.9,"BPR",1,"szt.",200,4011334165453,"EC002328","-",0.23,7.0000000000000001E-3,"KG","NIE"]
["81837","Integro Flow Puszka do pierścienia mocującego Ø 58 mm, szary",5.9,"BPR",1,"szt.",200,4011334165477,"EC002601","-",0.23,1.0999999999999999E-2,"KG","NIE"]
["81853","Integro Uszczelka, czarny, mechanizm",1.7,"BPR",1,"szt.",200,4011334257806,"EC002554","-",0.23,1E-3,"KG","NIE"]
["91820","Integro Flow Puszka podtynkowa Ø 45 mm, szary",5.9,"BPR",1,"szt.",200,4011334053125,"EC002601","-",0.23,8.9999999999999993E-3,"KG","TAK"]
["91844","Integro Flow Szablon montażowy, karton, szary",2.9,"BPR",1,"szt.",10,4011334053859,"EC001231","-",0.23,7.0000000000000001E-3,"KG","NIE"]
["91853","Integro Flow Uszczelka, czarny",1.7,"BPR",1,"szt.",10,4011334253518,"EC002554","-",0.23,2E-3,"KG","TAK"]
["91883","Integro Flow Puszka podtynkowa Ø 49 mm, szary",6.3,"BPR",1,"szt.",200,4011334053897,"EC002601","-",0.23,1.2E-2,"KG","NIE"]
["91887","Integro Flow Puszka podtynkowa płytka Ø 49 mm, szary",6.5,"BPR",1,"szt.",200,4011334149835,"EC002601","-",0.23,1.2E-2,"KG","TAK"]
["91911","Integro Puszka podtynkowa 2-krotna do montażu pionowego, głęboka, szary, mechanizm",13.5,"BPR",1,"szt.",100,4011334053903,"EC002601","-",0.23,2.9000000000000001E-2,"KG","NIE"]
["91912","Integro Puszka podtynkowa 2-krotna do montażu poziomego, głęboka, szary, mechanizm",13.5,"BPR",1,"szt.",100,4011334053910,"EC002601","-",0.23,2.9000000000000001E-2,"KG","NIE"]
["91933","Integro Flow Puszka podtynkowa 3-krotna,  szary",19.2,"BPR",1,"szt.",10,4011334195276,"EC002601","-",0.23,4.8000000000000001E-2,"KG","NIE"]
["100101","Serie 1930 Puszka natynkowa 1-krotna, czarny",64.5,"BPR",1,"szt.",10,4011334214885,"EC000080","-",0.23,0.08,"KG","TAK"]
["100109","Serie 1930 Puszka natynkowa 1-krotna, biały",64.5,"BPR",1,"szt.",10,4011334214892,"EC000080","-",0.23,8.2000000000000003E-2,"KG","TAK"]
["100902","# Modul 2 Zaślepka z płytką czołową, kremowy - produkt wycofany z oferty",22.1,"BPR",1,"szt.",20,4011334001942,"EC000018","-",0.23,6.3E-2,"KG","NIE"]
["100919","# Zaślepka z płytką czołową, Modul 2 biały - produkt wycofany z oferty",22.1,"BPR",1,"szt.",20,4011334387220,"EC000018","-",0.23,6.3E-2,"KG","TAK"]
["100920","Serie 1930/Glas Zaślepka z płytką czołową, biały",72.5,"BPR",1,"szt.",20,4011334214908,"EC000018","-",0.23,5.0999999999999997E-2,"KG","TAK"]
["100921","Serie 1930/Glas Zaślepka z płytką czołową, czarny",72.5,"BPR",1,"szt.",20,4011334214915,"EC000018","-",0.23,5.0999999999999997E-2,"KG","TAK"]
["101000","Arsys Zestaw uszczelniający do wszystkich urządzeń, Arsys IP44",11.6,"BPR",1,"szt.",10,4011334200536,"EC002554","-",0.23,3.2000000000000001E-2,"KG","TAK"]
["101102","# Modul 2 Ramka 1-krotna, kremowy - produkt wycofany z oferty",6,"BPR",1,"szt.",10,4011334001997,"EC000007","-",0.23,2.5000000000000001E-2,"KG","NIE"]
["101109","# Modul 2 Ramka 1-krotna, biały - produkt wycofany z oferty",6,"BPR",1,"szt.",10,4011334145073,"EC000007","-",0.23,2.7E-2,"KG","NIE"]
["101122","# Modul 2 Ramka 1-krotna, kremowy - produkt wycofany z oferty",6,"BPR",1,"szt.",10,4011334002000,"EC000007","-",0.23,2.7E-2,"KG","NIE"]
["101129","# Modul 2 Ramka 1-krotna, biały - produkt wycofany z oferty",6,"BPR",1,"szt.",10,4011334145158,"EC000007","-",0.23,2.7E-2,"KG","NIE"]
["101145","# Modul 2 Ramka kontrastowa 1-krotna, czarny - produkt wycofany z oferty",13.8,"BPR",1,"szt.",10,4011334212904,"EC000007","-",0.23,1.2999999999999999E-2,"KG","NIE"]
["101162","# Modul 2 Ramka 1-krotna, czerwony - produkt wycofany z oferty",13.8,"BPR",1,"szt.",10,4011334164470,"EC000007","-",0.23,2.5999999999999999E-2,"KG","NIE"]
["101172","# Modul 2 Ramka 1-krotna, czerwony, połysk - produkt wycofany z oferty",13.8,"BPR",1,"szt.",10,4011334164487,"EC000007","-",0.23,2.5999999999999999E-2,"KG","NIE"]
["101189","# Modul 2 Ramka 1-krotna, biały, połysk - produkt wycofany z oferty",6,"BPR",1,"szt.",10,4011334355335,"EC000007","-",0.23,"-","-","NIE"]
["101202","# Modul 2 Ramka 2-krotna, kremowy - produkt wycofany z oferty",10.199999999999999,"BPR",1,"szt.",10,4011334002055,"EC000007","-",0.23,4.7E-2,"KG","NIE"]
["101209","# Modul 2 Ramka 2-krotna, biały - produkt wycofany z oferty",10.199999999999999,"BPR",1,"szt.",10,4011334145080,"EC000007","-",0.23,4.8000000000000001E-2,"KG","NIE"]
["101222","# Modul 2 Ramka 2-krotna, kremowy - produkt wycofany z oferty",10.199999999999999,"BPR",1,"szt.",2,4011334002079,"EC000007","-",0.23,5.2999999999999999E-2,"KG","NIE"]
["101229","# Modul 2 Ramka 2-krotna, biały - produkt wycofany z oferty",10.199999999999999,"BPR",1,"szt.",2,4011334145165,"EC000007","-",0.23,5.1999999999999998E-2,"KG","NIE"]
["101262","# Modul 2 Ramka 2-krotna, czerwony - produkt wycofany z oferty",22.5,"BPR",1,"szt.",10,4011334164494,"EC000007","-",0.23,4.1000000000000002E-2,"KG","NIE"]
["101272","# Modul 2 Ramka 2-krotna, czerwony, połysk - produkt wycofany z oferty",22.5,"BPR",1,"szt.",2,4011334164500,"EC000007","-",0.23,5.0999999999999997E-2,"KG","NIE"]
["101289","# Modul 2 Ramka 2-krotna, biały, połysk - produkt wycofany z oferty",10.199999999999999,"BPR",1,"szt.",10,4011334355342,"EC000007","-",0.23,"-","-","NIE"]
["101302","# Modul 2 Ramka 3-krotna, kremowy - produkt wycofany z oferty",17.3,"BPR",1,"szt.",10,4011334002130,"EC000007","-",0.23,6.9000000000000006E-2,"KG","NIE"]
["101309","# Modul 2 Ramka 3-krotna, biały - produkt wycofany z oferty",17.3,"BPR",1,"szt.",10,4011334145097,"EC000007","-",0.23,6.9000000000000006E-2,"KG","NIE"]
["101322","# Modul 2 Ramka 3-krotna, kremowy - produkt wycofany z oferty",17.3,"BPR",1,"szt.",2,4011334002147,"EC000007","-",0.23,6.9000000000000006E-2,"KG","NIE"]
["101329","# Modul 2 Ramka 3-krotna, biały - produkt wycofany z oferty",17.3,"BPR",1,"szt.",2,4011334145509,"EC000007","-",0.23,6.7000000000000004E-2,"KG","NIE"]
["101362","# Modul 2 Ramka 3-krotna, czerwony - produkt wycofany z oferty",36,"BPR",1,"szt.",10,4011334210177,"EC000007","-",0.23,5.8000000000000003E-2,"KG","NIE"]
["101389","# Modul 2 Ramka 3-krotna, biały, połysk - produkt wycofany z oferty",17.3,"BPR",1,"szt.",10,4011334355359,"EC000007","-",0.23,"-","-","NIE"]
["101402","# Modul 2 Ramka 4-krotna, kremowy - produkt wycofany z oferty",30.1,"BPR",1,"szt.",2,4011334002192,"EC000007","-",0.23,8.5000000000000006E-2,"KG","NIE"]
["101409","# Modul 2 Ramka 4-krotna, biały - produkt wycofany z oferty",30.1,"BPR",1,"szt.",2,4011334145103,"EC000007","-",0.23,8.5999999999999993E-2,"KG","NIE"]
["101462","# Modul 2 Ramka 4-krotna, czerwony - produkt wycofany z oferty",56.5,"BPR",1,"szt.",2,4011334157595,"EC000007","-",0.23,8.2000000000000003E-2,"KG","NIE"]
["101489","# Modul 2 Ramka 4-krotna, biały, połysk - produkt wycofany z oferty",30.1,"BPR",1,"szt.",2,4011334355366,"EC000007","-",0.23,"-","-","NIE"]
["101502","# Modul 2 Ramka 5-krotna, kremowy - produkt wycofany z oferty",49.3,"BPR",1,"szt.",2,4011334002246,"EC000007","-",0.23,0.109,"KG","NIE"]
["101509","# Modul 2 Ramka 5-krotna, biały - produkt wycofany z oferty",49.3,"BPR",1,"szt.",2,4011334145110,"EC000007","-",0.23,0.107,"KG","NIE"]
["101562","# Modul 2 Ramka 5-krotna, czerwony - produkt wycofany z oferty",80,"BPR",1,"szt.",2,4011334210160,"EC000007","-",0.23,0.10299999999999999,"KG","NIE"]
["101589","# Modul 2 Ramka 5-krotna, biały, połysk - produkt wycofany z oferty",49.3,"BPR",1,"szt.",2,4011334355373,"EC000007","-",0.23,"-","-","NIE"]
["101902","# Modul 2 Płytka czołowa do przyłącza kablowego i gniazda VDo, kremowy - produkt wycofany z oferty",12.2,"BPR",1,"szt.",10,4011334002567,"EC000018","-",0.23,2.5999999999999999E-2,"KG","NIE"]
["101909","# Modul 2 Płytka czołowa do przyłącza kablowego i gniazda VDo, biały - produkt wycofany z oferty",12.2,"BPR",1,"szt.",10,4011334145400,"EC000018","-",0.23,2.7E-2,"KG","NIE"]
["102112","Akcesoria osprzęt Płytka denka samogasnąca 1-krotna, kremowy, n/t",7.1,"BPR",1,"szt.",10,4011334002642,"EC000013","-",0.23,2.1000000000000001E-2,"KG","TAK"]
["102122","Akcesoria osprzęt Płytka denka samogasnąca do puszki n/tj 2-krotnej, kremowy, n/t",14.4,"BPR",1,"szt.",10,4011334002659,"EC000013","-",0.23,3.9E-2,"KG","NIE"]
["102132","Akcesoria osprzęt Płytka denka samogasnąca do puszki n/tj 3-krotnej, kremowy, n/t",21.4,"BPR",1,"szt.",10,4011334002666,"EC000013","-",0.23,5.8999999999999997E-2,"KG","NIE"]
["102209","# Modul 2 Ramka z pokrywą 1-krotna do płytek czołowych 50 x 50 mm, biały - produkt wycofany z oferty",29.9,"BPR",1,"szt.",10,4011334145370,"EC000007","-",0.23,4.3999999999999997E-2,"KG","NIE"]
["102250","IP44 Pierścień oddzielający z pokrywą i polem opisowym, kremowy, p/t",30.8,"BPR",1,"szt.",10,4011334208426,"EC002250","-",0.23,2.1999999999999999E-2,"KG","NIE"]
["102251","IP44 Pierścień oddzielający z pokrywą i polem opisowym, brązowy, p/t",37.200000000000003,"BPR",1,"szt.",10,4011334208433,"EC002250","-",0.23,2.1999999999999999E-2,"KG","NIE"]
["102259","IP44 Pierścień oddzielający z pokrywą i polem opisowym, biały",30.8,"BPR",1,"szt.",10,4011334208440,"EC002250","-",0.23,2.3E-2,"KG","TAK"]
["103302","# Modul 2 Płytka czołowa do gniazda TAE i głośnikowego, kremowy - produkt wycofany z oferty",12.2,"BPR",1,"szt.",10,4011334002932,"EC000018","-",0.23,1.2999999999999999E-2,"KG","NIE"]
["103309","# Modul 2 Płytka czołowa do gniazda TAE i głośnikowego, biały - produkt wycofany z oferty",12.2,"BPR",1,"szt.",10,4011334145547,"EC000018","-",0.23,1.2999999999999999E-2,"KG","NIE"]
["103701","Serie 1930/Glas Płytka czołowa do przyłącza kablowego i gniazda VDo, czarny",40.799999999999997,"BPR",1,"szt.",10,4011334003151,"EC000018","-",0.23,1.7999999999999999E-2,"KG","NIE"]
["103920","Serie 1930/Glas Płytka czołowa do gniazda antenowego 2-wyjściowego, biały",42.8,"BPR",1,"szt.",10,4011334214922,"EC000018","-",0.23,1.4999999999999999E-2,"KG","TAK"]
["103921","Serie 1930/Glas Płytka czołowa do gniazda antenowego 2-wyjściowego, czarny",42.8,"BPR",1,"szt.",10,4011334214939,"EC000018","-",0.23,1.4999999999999999E-2,"KG","TAK"]
["104001","Serie 1930/Glas Płytka czołowa do gniazda głośnikowego i gniazda ładowania USB, czarny",42.8,"BPR",1,"szt.",10,4011334003212,"EC000018","-",0.23,7.0000000000000001E-3,"KG","TAK"]
["105250","Elementy natynkowe Płytka denka samogasnąca, kremowy",6.1,"BPR",1,"szt.",10,4011334214274,"EC000013","-",0.23,8.0000000000000002E-3,"KG","NIE"]
["105340","Elementy natynkowe Płytka denka samogasnąca, kremowy",12.2,"BPR",1,"szt.",10,4011334003656,"EC000013","-",0.23,0.02,"KG","NIE"]
["105440","Elementy natynkowe Płytka denka samogasnąca, kremowy",12.2,"BPR",1,"szt.",10,4011334003670,"EC000013","-",0.23,2.4E-2,"KG","NIE"]
["105600","Arsys Pierścień uszczelniający, do montażu ściśle przylegającego do ściany, urządzeń podtynkowych, czarny",10.8,"BPR",1,"szt.",10,4011334186342,"EC002554","-",0.23,2E-3,"KG","NIE"]
["105700","Arsys Pierścień uszczelniający, do montażu ściśle przylegającego do ściany, urządzeń podtynkowych, czarny",14.3,"BPR",1,"szt.",2,4011334186359,"EC002554","-",0.23,5.0000000000000001E-3,"KG","NIE"]
["105800","Arsys Pierścień uszczelniający, do montażu ściśle przylegającego do ściany, urządzeń podtynkowych, czarny",15.9,"BPR",1,"szt.",2,4011334186366,"EC002554","-",0.23,6.0000000000000001E-3,"KG","NIE"]
["105940","Elementy natynkowe Płytka denka samogasnąca, kremowy",12.2,"BPR",1,"szt.",10,4011334003731,"EC000013","-",0.23,2.8000000000000001E-2,"KG","NIE"]
["106420","Serie 1930/Glas Płytka czołowa do gniazda antenowego 3-wyjściowego, biały",42.8,"BPR",1,"szt.",10,4011334236245,"EC000018","-",0.23,1.4999999999999999E-2,"KG","TAK"]
["106421","Serie 1930/Glas Płytka czołowa do gniazda antenowego 3-wyjściowego, czarny",42.8,"BPR",1,"szt.",10,4011334236252,"EC000018","-",0.23,1.4999999999999999E-2,"KG","TAK"]
["107209","Twinpoint Płytka czołowa do łącza wtykowego D-Sub, biały",40.4,"BPR",1,"szt.",10,4011334213901,"EC000018","-",0.23,4.7E-2,"KG","NIE"]
["107265","Twinpoint Płytka czołowa do łącza wtykowego D-Sub, czarny",41.5,"BPR",1,"szt.",10,4011334213925,"EC000018","-",0.23,4.7E-2,"KG","NIE"]
["108002","# Modul 2 Płytka czołowa z pokrętłem do łącznika żaluzjowego obrotowego, kremowy - produkt wycofany z oferty",16.399999999999999,"BPR",1,"szt.",1,4011334005476,"EC000011","-",0.23,0.05,"KG","NIE"]
["108009","# Modul 2 Płytka czołowa z pokrętłem do łącznika żaluzjowego obrotowego, biały - produkt wycofany z oferty",16.399999999999999,"BPR",1,"szt.",1,4011334144656,"EC000011","-",0.23,4.7E-2,"KG","NIE"]
["108032","# Modul 2 Płytka czołowa z pokrętłem do łącznika żaluzjowego obrotowego, kremowy - produkt wycofany z oferty",16.399999999999999,"BPR",1,"szt.",1,4011334152477,"EC000011","-",0.23,3.3000000000000002E-2,"KG","NIE"]
["108102","# Modul 2 Płytka czołowa z zamkiem do łącznika żaluzjowego na klucz, kremowy - produkt wycofany z oferty",127,"BPR",1,"szt.",1,4011334005520,"EC000011","-",0.23,0.112,"KG","NIE"]
["108109","# Modul 2 Płytka czołowa z zamkiem do łącznika żaluzjowego na klucz, biały - produkt wycofany z oferty",127,"BPR",1,"szt.",1,4011334144663,"EC000011","-",0.23,0.104,"KG","NIE"]
["108202","# Modul 2 Płytka czołowa z zamkiem do łącznika żaluzjowego na klucz, kremowy - produkt wycofany z oferty",127,"BPR",1,"szt.",1,4011334005568,"EC000011","-",0.23,0.11,"KG","NIE"]
["108209","# Modul 2 Płytka czołowa z zamkiem do łącznika żaluzjowego na klucz, biały - produkt wycofany z oferty",127,"BPR",1,"szt.",1,4011334144670,"EC000011","-",0.23,0.11,"KG","NIE"]
["108232","# Modul 2 Płytka czołowa z zamkiem do łącznika żaluzjowego na klucz, kremowy - produkt wycofany z oferty",127,"BPR",1,"szt.",1,4011334152484,"EC000011","-",0.23,0.104,"KG","NIE"]
["108302","# Modul 2 Płytka czołowa z zamkiem do łącznika żaluzjowego na klucz, kremowy - produkt wycofany z oferty",127,"BPR",1,"szt.",1,4011334005605,"EC000011","-",0.23,0.113,"KG","NIE"]
["108309","# Modul 2 Płytka czołowa z zamkiem do łącznika żaluzjowego na klucz, biały - produkt wycofany z oferty",127,"BPR",1,"szt.",1,4011334144687,"EC000011","-",0.23,0.113,"KG","NIE"]
["108402","# Modul 2 Płytka czołowa z pokrętłem do łącznika 3-pozycyjnego bez \"0\", kremowy - produkt wycofany z oferty",16.399999999999999,"BPR",1,"szt.",1,4011334005643,"EC000011","-",0.23,4.7E-2,"KG","NIE"]
["108409","# Modul 2 Płytka czołowa z pokrętłem do łącznika 3-pozycyjnego bez \"0\", biały - produkt wycofany z oferty",16.399999999999999,"BPR",1,"szt.",1,4011334144700,"EC000011","-",0.23,4.7E-2,"KG","NIE"]
["109199","Glasserie Ramka plexiglas z wycięciem do elementów centralnych Twinpoint, jasny",227,"BPR",1,"szt.",1,4011334289937,"EC000007","-",0.23,0.02,"KG","NIE"]
["109200","Glasserie Ramka końcowa szklana, jasny",115,"BPR",1,"szt.",10,4011334387305,"EC000007","-",0.23,3.7999999999999999E-2,"KG","TAK"]
["109300","Glasserie Ramka środkowa szklana, jasny",126,"BPR",1,"szt.",10,4011334387305,"EC000007","-",0.23,3.5999999999999997E-2,"KG","NIE"]
["109602","# Modul 2 Płytka czołowa z pokrętłem do łącznika 3-pozycyjnego, kremowy - produkt wycofany z oferty",16.399999999999999,"BPR",1,"szt.",1,4011334006220,"EC000011","-",0.23,4.5999999999999999E-2,"KG","NIE"]
["109609","# Modul 2 Płytka czołowa z pokrętłem do łącznika 3-pozycyjnego, biały - produkt wycofany z oferty",16.399999999999999,"BPR",1,"szt.",1,4011334144694,"EC000011","-",0.23,4.4999999999999998E-2,"KG","NIE"]
["110902","# Modul Pierścień oddzielający do płytki centralnej, kremowy - produkt wycofany z oferty",3.5,"BER",1,"szt.",10,4011334161318,"EC002250","-",0.23,5.0000000000000001E-3,"KG","NIE"]
["110909","# Modul Pierścień oddzielający do płytki centralnej, biały - produkt wycofany z oferty",3.5,"BER",1,"szt.",10,4011334161325,"EC002250","-",0.23,6.0000000000000001E-3,"KG","NIE"]
["111100","Akcesoria osprzęt Płytka montażowa pełna, czarny",9.1999999999999993,"BPR",1,"szt.",10,4011334006527,"EC000018","-",0.23,7.0999999999999994E-2,"KG","NIE"]
["111101","Akcesoria osprzęt Płytka montażowa do łącza wtykowego 25-pinowego, czarny",11.8,"BPR",1,"szt.",10,4011334006534,"EC000018","-",0.23,1E-3,"KG","NIE"]
["111102","Akcesoria osprzęt Płytka montażowa do łącza wtykowego 15-pinowego, czarny",11.8,"BPR",1,"szt.",10,4011334006541,"EC000018","-",0.23,1E-3,"KG","NIE"]
["111103","Akcesoria osprzęt Płytka montażowa do łącza wtykowego 9-pinowego, czarny",11.8,"BPR",1,"szt.",10,4011334006558,"EC000018","-",0.23,1E-3,"KG","NIE"]
["111105","Akcesoria osprzęt Płytka montażowa do gniazd XLR P-Serie, czarny",11.8,"BPR",1,"szt.",10,4011334006572,"EC000018","-",0.23,1E-3,"KG","NIE"]
["111116","Akcesoria osprzęt Płytka montażowa do gniazda modularnego, czarny",11.8,"BPR",1,"szt.",10,4011334140474,"EC000018","-",0.23,1E-3,"KG","NIE"]
["111218","Akcesoria osprzęt Płytka montażowa do podwójnego gniazda modularnego, czarny",11.8,"BPR",1,"szt.",10,4011334146445,"EC000018","-",0.23,6.0000000000000001E-3,"KG","NIE"]
["111221","Akcesoria osprzęt Płytka montażowa do podwójnego sprzęgła światłowodowego Duplex SC, czarny",11.8,"BPR",1,"szt.",10,4011334212577,"EC000018","-",0.23,1E-3,"KG","NIE"]
["113002","# Modul 2 Pokrywa z pokrętłem do ściemniacza obrotowego komplet, kremowy - produkt wycofany z oferty",17.8,"BPR",1,"szt.",10,4011334006947,"EC000011","-",0.23,3.7999999999999999E-2,"KG","NIE"]
["113009","# Modul 2 Pokrywa z pokrętłem do ściemniacza obrotowego komplet, biały - produkt wycofany z oferty",17.8,"BPR",1,"szt.",10,4011334202530,"EC000011","-",0.23,3.6999999999999998E-2,"KG","NIE"]
["113702","# Modul 2 Płytka czołowa z pokrętłem regulacyjnym do ściemniacza obrotowego, kremowy - produkt wycofany z oferty",17.8,"BPR",1,"szt.",10,4011334007258,"EC000011","-",0.23,2.7E-2,"KG","NIE"]
["113709","# Modul 2 Płytka czołowa z pokrętłem regulacyjnym do ściemniacza obrotowego, biały - produkt wycofany z oferty",17.8,"BPR",1,"szt.",10,4011334145493,"EC000011","-",0.23,2.7E-2,"KG","NIE"]
["113722","# Modul 2 Płytka czołowa z pokrętłem regulacyjnym do regulatora obrotów, kremowy - produkt wycofany z oferty",21,"BPR",1,"szt.",1,4011334274803,"EC000011","-",0.23,8.9999999999999993E-3,"KG","NIE"]
["113729","# Modul 2 Płytka czołowa z pokrętłem regulacyjnym do regulatora obrotów, biały - produkt wycofany z oferty",21,"BPR",1,"szt.",10,4011334274810,"EC000011","-",0.23,3.5000000000000003E-2,"KG","NIE"]
["114302","# Modul 2 Pierścień oddzielający do elementu centralnego 50 x 50 mm, kremowy - produkt wycofany z oferty",6.6,"BPR",1,"szt.",10,4011334007364,"EC002250","-",0.23,1.2E-2,"KG","NIE"]
["114309","# Modul 2 Pierścień oddzielający do elementu centralnego 50 x 50 mm, biały - produkt wycofany z oferty",6.6,"BPR",1,"szt.",10,4011334145363,"EC002250","-",0.23,1.0999999999999999E-2,"KG","NIE"]
["114602","# Modul 2 Płytka czołowa do łącznika cięgłowego, kremowy - produkt wycofany z oferty",13,"BPR",1,"szt.",10,4011334007432,"EC000011","-",0.23,2.3E-2,"KG","NIE"]
["114609","# Modul 2 Płytka czołowa do łącznika cięgłowego, biały - produkt wycofany z oferty",13,"BPR",1,"szt.",10,4011334145189,"EC000011","-",0.23,2.4E-2,"KG","NIE"]
["114902","# Modul 2 Płytka czołowa z czerwoną soczewką do łącznika cięgłowego, kremowy - produkt wycofany z oferty",15.8,"BPR",1,"szt.",10,4011334164326,"EC000011","-",0.23,2.4E-2,"KG","NIE"]
["114909","# Modul 2 Płytka czołowa z czerwoną soczewką do łącznika cięgłowego, biały - produkt wycofany z oferty",15.8,"BPR",1,"szt.",10,4011334164319,"EC000011","-",0.23,2.4E-2,"KG","NIE"]
["115002","# Modul 2 Płytka czołowa z pokrętłem do łącznika obrotowego z nadrukiem \"0\" i \"1\", kremowy, połysk - produkt wycofany z oferty",28.3,"BPR",1,"szt.",1,4011334177180,"EC000011","-",0.23,0.04,"KG","NIE"]
["115009","# Modul 2 Płytka czołowa z pokrętłem do łącznika obrotowego z nadrukiem \"0\" i \"1\", biały, połysk - produkt wycofany z oferty",28.3,"BPR",1,"szt.",1,4011334177197,"EC000011","-",0.23,0.04,"KG","NIE"]
["117002","# Modul 2 Płytka czołowa pojedynczy z zasuwą chroniącą przed kurzem i polem opisowym, kremowy - produkt wycofany z oferty",20.7,"BPR",1,"szt.",10,4011334160120,"EC000018","-",0.23,1.2E-2,"KG","NIE"]
["117009","# Modul 2 Płytka czołowa pojedynczy z zasuwą chroniącą przed kurzem i polem opisowym, biały - produkt wycofany z oferty",20.7,"BPR",1,"szt.",10,4011334160137,"EC000018","-",0.23,1.2999999999999999E-2,"KG","NIE"]
["118002","# Modul 2 Płytka czołowa do AMP-ACO z polem opisowym, kremowy - produkt wycofany z oferty",19.600000000000001,"BPR",1,"szt.",10,4011334155607,"EC000018","-",0.23,1.0999999999999999E-2,"KG","NIE"]
["118009","# Modul 2 Płytka czołowa do AMP-ACO z polem opisowym, biały - produkt wycofany z oferty",19.600000000000001,"BPR",1,"szt.",10,4011334155614,"EC000018","-",0.23,1.2E-2,"KG","NIE"]
["118102","# Modul Płytka czołowa podwójny z zasuwami chroniącymi przed kurzem z polem opisowym, kremowy - produkt wycofany z oferty",23.7,"BPR",1,"szt.",10,4011334152712,"EC000018","-",0.23,1.2E-2,"KG","NIE"]
["118109","# Modul Płytka czołowa podwójny z zasuwami chroniącymi przed kurzem z polem opisowym, biały - produkt wycofany z oferty",23.7,"BPR",1,"szt.",10,4011334152729,"EC000018","-",0.23,1.2999999999999999E-2,"KG","NIE"]
["119602","# Modul 2 Płytka czołowa do gniazda głośnikowego, kremowy - produkt wycofany z oferty",12.2,"BPR",1,"szt.",10,4011334009214,"EC000018","-",0.23,2.1000000000000001E-2,"KG","NIE"]
["119609","# Modul 2 Płytka czołowa do gniazda głośnikowego, biały - produkt wycofany z oferty",12.2,"BPR",1,"szt.",10,4011334145448,"EC000018","-",0.23,2.1000000000000001E-2,"KG","NIE"]
["119802","# Modul 2 Płytka czołowa do sygnalizatora świetlnego E14, kremowy - produkt wycofany z oferty",9.9,"BPR",1,"szt.",10,4011334009290,"EC000064","-",0.23,2.9000000000000001E-2,"KG","NIE"]
["119809","# Modul 2 Płytka czołowa do sygnalizatora świetlnego E14, biały - produkt wycofany z oferty",9.9,"BPR",1,"szt.",10,4011334145387,"EC000064","-",0.23,2.9000000000000001E-2,"KG","NIE"]
["120002","# Modul 2 Płytka czołowa do gniazda antenowego 2- i 3-wyjściowego, kremowy - produkt wycofany z oferty",12.2,"BPR",1,"szt.",10,4011334157328,"EC000018","-",0.23,2.1000000000000001E-2,"KG","NIE"]
["120009","# Modul 2 Płytka czołowa do gniazda antenowego 2- i 3-wyjściowego, biały - produkt wycofany z oferty",12.2,"BPR",1,"szt.",10,4011334157335,"EC000018","-",0.23,2.1000000000000001E-2,"KG","NIE"]
["120109","Twinpoint Płytka czołowa do gniazda antenowego 2- i 3-wyjściowego, biały",22.2,"BPR",1,"szt.",10,4011334157373,"EC000018","-",0.23,1.6E-2,"KG","NIE"]
["120449","# Modul 2 Płytka czołowa do terminatora magistrali danych i elementu rozdzielającego, biały - produkt wycofany z oferty",15,"BPR",1,"szt.",10,4011334259879,"EC002251","-",0.23,1.2E-2,"KG","NIE"]
["121649","# Modul 2 Płytka czołowa z czerwonym przyciskiem przywoławczym, biały - produkt wycofany z oferty",34.200000000000003,"BPR",1,"szt.",10,4011334259985,"EC002251","-",0.23,1.2999999999999999E-2,"KG","NIE"]
["121749","# Modul 2 Płytka czołowa z czerwonym przyciskiem przywoławczym i otworem, biały - produkt wycofany z oferty",34.200000000000003,"BPR",1,"szt.",10,4011334259329,"EC002251","-",0.23,1.2999999999999999E-2,"KG","NIE"]
["121849","# Modul 2 Płytka czołowa z czerwonym przyciskiem przywoławczym i 2 otworami, biały - produkt wycofany z oferty",34.200000000000003,"BPR",1,"szt.",10,4011334260035,"EC002251","-",0.23,1.2999999999999999E-2,"KG","NIE"]
["121949","# Modul 2 Płytka czołowa z czerwonym przyciskiem przywoławczym, biały - produkt wycofany z oferty",34.200000000000003,"BPR",1,"szt.",10,4011334260011,"EC002251","-",0.23,1.4E-2,"KG","NIE"]
["122349","# Modul 2 Płytka czołowa z niebieskim przyciskiem przywoławczym, biały - produkt wycofany z oferty",35.799999999999997,"BPR",1,"szt.",10,4011334259336,"EC002251","-",0.23,1.4E-2,"KG","NIE"]
["122501","Serie 1930/Glas Przycisk do łącznika i sygnalizatora E10, czarny",37.4,"BPR",1,"szt.",10,4011334009528,"EC000011","-",0.23,8.0000000000000002E-3,"KG","TAK"]
["122902","Serie 1930/Glas Przycisk do łącznika i sygnalizatora E10, jasny przezroczysty",41.8,"BPR",1,"szt.",10,4011334212881,"EC000011","-",0.23,8.0000000000000002E-3,"KG","NIE"]
["123349","# Modul 2 Płytka czołowa do łącznika cięgłowego z soczewką, biały - produkt wycofany z oferty",17.2,"BPR",1,"szt.",10,4011334259817,"EC002251","-",0.23,1.2E-2,"KG","NIE"]
["123402","# Modul 2 Płytka czołowa do łącznika sygnalizatora świetlnego E10, kremowy - produkt wycofany z oferty",9.6999999999999993,"BPR",1,"szt.",10,4011334009573,"EC000018","-",0.23,1.7999999999999999E-2,"KG","NIE"]
["123409","# Modul 2 Płytka czołowa do łącznika sygnalizatora świetlnego E10, biały - produkt wycofany z oferty",9.6999999999999993,"BPR",1,"szt.",10,4011334145219,"EC000018","-",0.23,1.7999999999999999E-2,"KG","NIE"]
["123432","# Modul 2 Płytka czołowa z czerwonym przyciskiem i ramką, kremowy - produkt wycofany z oferty",25.6,"BPR",1,"szt.",10,4011334149743,"EC000011","-",0.23,6.8000000000000005E-2,"KG","NIE"]
["123502","# Modul 2 Płytka czołowa do łącznika przyciskowego, kremowy - produkt wycofany z oferty",17,"BPR",1,"szt.",10,4011334009580,"EC000011","-",0.23,1.9E-2,"KG","NIE"]
["123509","# Modul 2 Płytka czołowa do łącznika przyciskowego, biały - produkt wycofany z oferty",17,"BPR",1,"szt.",10,4011334145226,"EC000011","-",0.23,1.7999999999999999E-2,"KG","NIE"]
["123649","# Modul 2 Płytka czołowa do pneumatycznego łacznika przywoławczego z soczewką, biały - produkt wycofany z oferty",17.2,"BPR",1,"szt.",10,4011334259916,"EC002251","-",0.23,1.2E-2,"KG","NIE"]
["124101","ISO-Panzer IP66 Klosz do sygnalizatora świetlnego E14, czerwony przezroczysty",10.6,"BPR",1,"szt.",10,4011334009658,"EC000060","-",0.23,2.9000000000000001E-2,"KG","NIE"]
["124102","ISO-Panzer IP66 Klosz do sygnalizatora świetlnego E14, żółty przezroczysty",10.6,"BPR",1,"szt.",10,4011334009665,"EC000060","-",0.23,3.4000000000000002E-2,"KG","NIE"]
["124103","ISO-Panzer IP66 Klosz do sygnalizatora świetlnego E14, zielony przezroczysty",10.6,"BPR",1,"szt.",10,4011334009672,"EC000060","-",0.23,0.03,"KG","NIE"]
["124449","# Modul 2 Płytka czołowa z 2-otworami i nadrukiem, biały - produkt wycofany z oferty",19.8,"BPR",1,"szt.",10,4011334260066,"EC002251","-",0.23,1.0999999999999999E-2,"KG","NIE"]
["124949","# Modul 2 Płytka czołowa z czerwonym przyciskiem przywoławczym i zielonyer Abstelltaste, biały - produkt wycofany z oferty",48.7,"BPR",1,"szt.",10,4011334259367,"EC002251","-",0.23,1.4999999999999999E-2,"KG","NIE"]
["125149","# Modul 2 Płytka czołowa do łącznika anulującego z zielonym przyciskiem anulującym, biały - produkt wycofany z oferty",35.799999999999997,"BPR",1,"szt.",10,4011334259305,"EC002251","-",0.23,1.4E-2,"KG","NIE"]
["125249","# Modul 2 Płytka czołowa do łącznika anulującego z żółtym przyciskiem anulującym, biały - produkt wycofany z oferty",34.200000000000003,"BPR",1,"szt.",10,4011334259954,"EC002251","-",0.23,1.2999999999999999E-2,"KG","NIE"]
["125349","# Modul 2 Płytka czołowa z zielonym i żółtym przyciskiem anulującym, biały - produkt wycofany z oferty",48.5,"BPR",1,"szt.",10,4011334259930,"EC002251","-",0.23,1.4999999999999999E-2,"KG","NIE"]
["127902","Akcesoria osprzęt Przycisk do łącznika i sygnalizatora E10, jasny przezroczysty",10.3,"BPR",1,"szt.",10,4011334212874,"EC000011","-",0.23,1.4E-2,"KG","NIE"]
["127903","Akcesoria osprzęt Przycisk do łącznika i sygnalizatora E10, zielony przezroczysty",10.5,"BPR",1,"szt.",10,4011334165446,"EC000011","-",0.23,1.2E-2,"KG","NIE"]
["128802","# Modul 2 Płytka czołowa do przycisku przywoławczego, anulującego i przywołania personelu, kremowy - produkt wycofany z oferty",17.2,"BPR",1,"szt.",10,4011334207047,"EC002251","-",0.23,1.2E-2,"KG","NIE"]
["128809","# Modul 2 Płytka czołowa do przycisku przywoławczego, anulującego i przywołania personelu, biały - produkt wycofany z oferty",17.2,"BPR",1,"szt.",10,4011334207054,"EC002251","-",0.23,1.0999999999999999E-2,"KG","NIE"]
["128812","# Modul 2 Płytka czołowa do przycisku obecności, i przywoławczego, kremowy - produkt wycofany z oferty",17.2,"BPR",1,"szt.",10,4011334207061,"EC002251","-",0.23,1.0999999999999999E-2,"KG","NIE"]
["128819","# Modul 2 Płytka czołowa do przycisku obecności, i przywoławczego, biały - produkt wycofany z oferty",17.2,"BPR",1,"szt.",10,4011334207078,"EC002251","-",0.23,1.0999999999999999E-2,"KG","NIE"]
["128822","# Modul 2 Płytka czołowa do 15-biegunowego gniazda, kremowy - produkt wycofany z oferty",17.2,"BPR",1,"szt.",10,4011334207085,"EC002251","-",0.23,1.0999999999999999E-2,"KG","NIE"]
["128829","# Modul 2 Płytka czołowa do 15-biegunowego gniazda, biały - produkt wycofany z oferty",17.2,"BPR",1,"szt.",10,4011334207092,"EC002251","-",0.23,1.0999999999999999E-2,"KG","NIE"]
["128832","# Modul 2 Płytka czołowa do przycisku przywoławczo-anulującego z gniazdem 15-biegunowym, kremowy - produkt wycofany z oferty",17.2,"BPR",1,"szt.",10,4011334207108,"EC002251","-",0.23,0.01,"KG","NIE"]
["128839","# Modul 2 Płytka czołowa do przycisku przywoławczo-anulującego z gniazdem 15-biegunowym, biały - produkt wycofany z oferty",17.2,"BPR",1,"szt.",10,4011334207115,"EC002251","-",0.23,0.01,"KG","NIE"]
["128842","# Modul 2 Płytka czołowa do przycisku przywoławczo-serwisowo-anulującego, kremowy - produkt wycofany z oferty",17.2,"BPR",1,"szt.",10,4011334207122,"EC002251","-",0.23,8.9999999999999993E-3,"KG","NIE"]
["128849","# Modul 2 Płytka czołowa do przycisku przywoławczo-serwisowo-anulującego, biały - produkt wycofany z oferty",17.2,"BPR",1,"szt.",10,4011334207139,"EC002251","-",0.23,1.0999999999999999E-2,"KG","NIE"]
["128852","# Modul 2 Płytka czołowa do pneumatycznego przycisku przywoławczego, kremowy - produkt wycofany z oferty",17.2,"BPR",1,"szt.",10,4011334219132,"EC002251","-",0.23,1.2999999999999999E-2,"KG","NIE"]
["128859","# Modul 2 Płytka czołowa do pneumatycznego przycisku przywoławczego, biały - produkt wycofany z oferty",17.2,"BPR",1,"szt.",10,4011334219149,"EC002251","-",0.23,1.2999999999999999E-2,"KG","NIE"]
["128862","# Modul 2 Płytka czołowa do brzęczyka, kremowy - produkt wycofany z oferty",15,"BPR",1,"szt.",10,4011334219156,"EC002251","-",0.23,1.2999999999999999E-2,"KG","NIE"]
["128869","# Modul 2 Płytka czołowa do brzęczyka, biały - produkt wycofany z oferty",15,"BPR",1,"szt.",10,4011334219163,"EC002251","-",0.23,1.2999999999999999E-2,"KG","NIE"]
["128903","Akcesoria osprzęt Zaślepka do informacyjnego sygnalizatora świetlnego, zielony",12.6,"BPR",1,"szt.",10,4011334210962,"EC000060","-",0.23,5.0000000000000001E-3,"KG","NIE"]
["129849","# Modul 2 Płytka czołowa z otworem do jednostki przyłaczeniowej, biały - produkt wycofany z oferty",17.2,"BPR",1,"szt.",10,4011334260080,"EC002251","-",0.23,1.2E-2,"KG","NIE"]
["129949","# Modul 2 Płytka czołowa z zielonym przyciskiem obecności i białym przyciskiem potwierdzającym, biały - produkt wycofany z oferty",48.5,"BPR",1,"szt.",10,4011334259312,"EC002251","-",0.23,1.4999999999999999E-2,"KG","NIE"]
["130049","# Modul 2 Płytka czołowa do systemu radiowego z miniaturowym systemem audio, biały - produkt wycofany z oferty",19.8,"BPR",1,"szt.",10,4011334259831,"EC002251","-",0.23,1.2E-2,"KG","NIE"]
["130149","# Modul 2 Płytka czołowa do systemu radiowego z wyborem programów, biały - produkt wycofany z oferty",19.8,"BPR",1,"szt.",10,4011334259855,"EC002251","-",0.23,1.2E-2,"KG","NIE"]
["130549","# Modul 2 Płytka czołowa do przyłącza gniazdo - wtyczka, biały - produkt wycofany z oferty",17.2,"BPR",1,"szt.",10,4011334262459,"EC002251","-",0.23,1.0999999999999999E-2,"KG","NIE"]
["130849","# Modul 2 Płytka czołowa z przyciskiem potwierdzającym, biały - produkt wycofany z oferty",34.200000000000003,"BPR",1,"-",0,"-","EC002251","-",0.23,"-","-","NIE"]
["131209","Twinpoint Ramka 1-krotna, biały",11.6,"BPR",1,"szt.",10,4011334187028,"EC000007","-",0.23,2.1999999999999999E-2,"KG","NIE"]
["131265","Twinpoint Ramka 1-krotna, czarny",11.9,"BPR",1,"szt.",10,4011334188742,"EC000007","-",0.23,0.02,"KG","NIE"]
["132209","Twinpoint Ramka 2-krotna, biały",18.2,"BPR",1,"szt.",2,4011334187011,"EC000007","-",0.23,4.1000000000000002E-2,"KG","NIE"]
["132265","Twinpoint Ramka 2-krotna, czarny",18.8,"BPR",1,"szt.",2,4011334188032,"EC000007","-",0.23,3.7999999999999999E-2,"KG","NIE"]
["132801","IP44 Ramka 1-krotna z uszczelką, brązowy, p/t",29,"BPR",1,"szt.",10,4011334011521,"EC000007","-",0.23,2.5000000000000001E-2,"KG","NIE"]
["132809","IP44 Ramka 1-krotna z uszczelką, biały, p/t",24,"BPR",1,"szt.",10,4011334186571,"EC000007","-",0.23,2.5999999999999999E-2,"KG","NIE"]
["132901","IP44 Ramka 2-krotna z uszczelką, brązowy, p/t",32.799999999999997,"BPR",1,"szt.",2,4011334011545,"EC000007","-",0.23,4.5999999999999999E-2,"KG","NIE"]
["132909","IP44 Ramka 2-krotna z uszczelką, biały, p/t",28.4,"BPR",1,"szt.",2,4011334186588,"EC000007","-",0.23,5.0999999999999997E-2,"KG","NIE"]
["133001","IP44 Ramka 3-krotna z uszczelką, brązowy, p/t",57,"BPR",1,"szt.",2,4011334011569,"EC000007","-",0.23,6.4000000000000001E-2,"KG","NIE"]
["133009","IP44 Ramka 3-krotna z uszczelką, biały, p/t",53,"BPR",1,"szt.",2,4011334186595,"EC000007","-",0.23,6.7000000000000004E-2,"KG","NIE"]
["133111","Serie 1930 Płytka denka samogasnąca 1-krotna, czarny",25.8,"BPR",1,"szt.",10,4011334291817,"EC000013","-",0.23,1.2E-2,"KG","NIE"]
["133119","Serie 1930 Płytka denka samogasnąca 1-krotna, biały",25.8,"BPR",1,"szt.",10,4011334291824,"EC000013","-",0.23,1.2E-2,"KG","NIE"]
["133209","Twinpoint Ramka 3-krotna, biały",32.799999999999997,"BPR",1,"szt.",2,4011334187103,"EC000007","-",0.23,0.06,"KG","NIE"]
["134209","Twinpoint Ramka 4-krotna, biały",49.2,"BPR",1,"szt.",2,4011334187097,"EC000007","-",0.23,7.2999999999999995E-2,"KG","NIE"]
["134502","# Modul 2 Nasadka sygnalizatora świetlnego z 5 foliami opisowymi, kremowy - produkt wycofany z oferty",193,"BPR",1,"szt.",1,4011334262534,"EC000064","-",0.23,5.5E-2,"KG","NIE"]
["134509","# Modul 2 Nasadka sygnalizatora świetlnego z 5 foliami opisowymi, biały - produkt wycofany z oferty",193,"BPR",1,"szt.",1,4011334262541,"EC000064","-",0.23,0.06,"KG","NIE"]
["135209","Twinpoint Ramka 5-krotna, biały",68,"BPR",1,"szt.",2,4011334187073,"EC000007","-",0.23,8.7999999999999995E-2,"KG","NIE"]
["138101","Serie 1930 Ramka 1-krotna, czarny",22.5,"BPR",1,"szt.",10,4011334214816,"EC000007","-",0.23,1.9E-2,"KG","TAK"]
["138109","Serie 1930 Ramka 1-krotna, biały",22.5,"BPR",1,"szt.",10,4011334214823,"EC000007","-",0.23,1.7000000000000001E-2,"KG","TAK"]
["138121","Serie 1930 Ramka 2-krotna, czarny",64.5,"BPR",1,"szt.",2,4011334219095,"EC000007","-",0.23,0.04,"KG","TAK"]
["138129","Serie 1930 Ramka 2-krotna, biały",64.5,"BPR",1,"szt.",2,4011334219101,"EC000007","-",0.23,3.9E-2,"KG","TAK"]
["138131","Serie 1930 Ramka 3-krotna, czarny",98,"BPR",1,"szt.",2,4011334219118,"EC000007","-",0.23,0.06,"KG","TAK"]
["138139","Serie 1930 Ramka 3-krotna, biały",98,"BPR",1,"szt.",2,4011334219125,"EC000007","-",0.23,6.0999999999999999E-2,"KG","TAK"]
["138141","Serie 1930 Ramka końcowa, czarny",28.8,"BPR",1,"szt.",10,4011334249146,"EC000007","-",0.23,1.9E-2,"KG","TAK"]
["138149","Serie 1930 Ramka końcowa, biały",28.8,"BPR",1,"szt.",10,4011334249153,"EC000007","-",0.23,1.9E-2,"KG","TAK"]
["138151","Serie 1930 Ramka środkowa, czarny",35.4,"BPR",1,"szt.",10,4011334249160,"EC000007","-",0.23,1.7000000000000001E-2,"KG","TAK"]
["138159","Serie 1930 Ramka środkowa, biały",35.4,"BPR",1,"szt.",10,4011334249177,"EC000007","-",0.23,1.7999999999999999E-2,"KG","TAK"]
["138165","Serie 1930 Ramka 1-krotna porcelanowa, czarny",102,"BPR",1,"szt.",1,4011334305255,"EC000007","-",0.23,7.4999999999999997E-2,"KG","TAK"]
["138169","Serie 1930 Ramka 1-krotna porcelanowa, biały",102,"BPR",1,"szt.",1,4011334305262,"EC000007","-",0.23,6.8000000000000005E-2,"KG","TAK"]
["138191","Serie 1930 Ramka 1-krotna z wycięciem do elementów centralnych Twinpoint, czarny",166,"BPR",1,"szt.",10,4011334284611,"EC000007","-",0.23,5.0000000000000001E-3,"KG","NIE"]
["138199","Serie 1930 Ramka 1-krotna z wycięciem do elementów centralnych Twinpoint, biały",175,"BPR",1,"szt.",10,4011334284628,"EC000007","-",0.23,0.01,"KG","NIE"]
["138201","Serie 1930 Ramka pojedyncza do płytek czołowych Ø 58 mm, czarny",20.6,"BER",1,"szt.",10,4011334428602,"EC000007","-",0.23,1.4E-2,"KG","NIE"]
["138209","Serie 1930 Ramka pojedyncza do płytek czołowych Ø 58 mm, biały",20.6,"BER",1,"szt.",10,4011334428596,"EC000007","-",0.23,1.4E-2,"KG","NIE"]
["140302","B.Kwadrat Płytka czołowa do gniazda wyrównania potencjału podwójnego, kremowy, połysk",15.4,"BPR",1,"szt.",10,4011334228035,"EC000090","-",0.23,1.0999999999999999E-2,"KG","NIE"]
["140309","B.Kwadrat/K.1/K.5 Płytka czołowa do gniazda wyrównania potencjału podwójnego, biały, połysk",15.4,"BPR",1,"szt.",10,4011334228042,"EC000090","-",0.23,1.0999999999999999E-2,"KG","NIE"]
["140529","Twinpoint Klawisz, biały",20.6,"BPR",1,"szt.",10,4011334187066,"EC000011","-",0.23,2.4E-2,"KG","NIE"]
["140701","Serie 1930/Glas Płytka czołowa do gniazda przyłączeniowego UAE pojedynczego komputerowego i telefonicznego, czarny",42.8,"BPR",1,"szt.",10,4011334237235,"EC000018","-",0.23,1.0999999999999999E-2,"KG","TAK"]
["140901","Serie 1930/Glas Płytka czołowa do gniazda przyłączeniowego UAE podwójnego komputerowego i telefonicznego, czarny",42.8,"BPR",1,"szt.",10,4011334237259,"EC000018","-",0.23,1.0999999999999999E-2,"KG","TAK"]
["141102","System płytek centralnych Płytka centralna do łącza wtykowego D-Sub, kremowy",19.899999999999999,"BPR",1,"szt.",10,4011334269892,"EC000018","-",0.23,3.6999999999999998E-2,"KG","NIE"]
["141109","System płytek centralnych Płytka centralna do łącza wtykowego D-Sub, biały",19.899999999999999,"BPR",1,"szt.",10,4011334269908,"EC000018","-",0.23,3.7999999999999999E-2,"KG","NIE"]
["141202","B.Kwadrat Płytka czołowa do gniazd XLR, kremowy",20.9,"BPR",1,"szt.",10,4011334226925,"EC000018","-",0.23,4.5999999999999999E-2,"KG","NIE"]
["141209","B.Kwadrat Płytka czołowa do gniazd XLR, biały, połysk",20.9,"BPR",1,"szt.",10,4011334226932,"EC000018","-",0.23,4.5999999999999999E-2,"KG","NIE"]
["141529","Twinpoint Klawisz z 5 dołączonymi soczewkami, biały",23.1,"BPR",1,"szt.",10,4011334187110,"EC000011","-",0.23,2.4E-2,"KG","NIE"]
["142702","System płytek centralnych Płytka centralna do 3 MINI-COM Module, kremowy",42.3,"BPR",1,"szt.",10,4011334228240,"EC000018","-",0.23,3.7999999999999999E-2,"KG","NIE"]
["142709","System płytek centralnych Płytka centralna do 3 MINI-COM Module, biały",42.3,"BPR",1,"szt.",10,4011334228257,"EC000018","-",0.23,3.6999999999999998E-2,"KG","NIE"]
["143102","B.Kwadrat Płytka czołowa z otworem Ø 18,8 mm do gniazda wyrównania potencjału pojedycznego, kremowy, połysk",20.8,"BPR",1,"szt.",10,4011334272274,"EC000018","27.33.13.0",0.23,8.9999999999999993E-3,"KG","NIE"]
["143104","System płytek centralnych Płytka centralna z otworem Ø 18,8 mm do aparatów zgłoszeniowych, stal szlachetna, lakierowana",42.1,"BPR",1,"szt.",10,4011334275749,"EC000018","-",0.23,3.9E-2,"KG","NIE"]
["143109","B.Kwadrat Płytka czołowa z otworem Ø 18,8 mm do gniazda wyrównania potencjału pojedycznego, biały, połysk",20.8,"BPR",1,"szt.",10,4011334272281,"EC000018","27.33.13.0",0.23,8.9999999999999993E-3,"KG","NIE"]
["143202","System płytek centralnych Płytka centralna do aparatu zgłoszeniowego Ø 22,5 mm, kremowy",20.8,"BPR",1,"szt.",10,4011334272298,"EC000018","-",0.23,3.9E-2,"KG","NIE"]
["143204","System płytek centralnych Płytka centralna do aparatu zgłoszeniowego Ø 22,5 mm, stal szlachetna, lakierowana",42.1,"BPR",1,"szt.",10,4011334275732,"EC000018","-",0.23,3.9E-2,"KG","NIE"]
["143207","System płytek centralnych Płytka centralna do aparatu zgłoszeniowego Ø 22,5 mm, żółty, połysk",38.200000000000003,"BPR",1,"szt.",10,4011334272304,"EC000018","-",0.23,3.9E-2,"KG","NIE"]
["143209","System płytek centralnych Płytka centralna do aparatu zgłoszeniowego Ø 22,5 mm, biały",20.8,"BPR",1,"szt.",10,4011334272311,"EC000018","-",0.23,3.9E-2,"KG","NIE"]
["143519","Twinpoint Klawisze, biały",27.3,"BPR",1,"szt.",10,4011334186991,"EC000011","-",0.23,2.4E-2,"KG","NIE"]
["143539","Twinpoint Klawisze z nadrukiem symbolu \"strzałka\", biały",32.700000000000003,"BPR",1,"szt.",10,4011334187158,"EC000011","-",0.23,2.4E-2,"KG","NIE"]
["143902","System płytek centralnych Płytka centralna do puszki modemowej szerokopasmowej, kremowy",9.6,"BPR",1,"szt.",10,4011334243564,"EC000018","-",0.23,8.9999999999999993E-3,"KG","NIE"]
["143909","System płytek centralnych Płytka centralna do puszki modemowej szerokopasmowej, biały",9.6,"BPR",1,"szt.",10,4011334243571,"EC000018","-",0.23,8.9999999999999993E-3,"KG","NIE"]
["144102","System płytek centralnych Płytka centralna do modułów LEXCOM HOME 2-krotna, kremowy, połysk",47.8,"BPR",1,"szt.",10,4011334274001,"EC000018","-",0.23,3.5999999999999997E-2,"KG","NIE"]
["144104","System płytek centralnych Płytka centralna do modułów LEXCOM HOME 2-krotna, stal szlachetna, lakierowana",66,"BPR",1,"szt.",10,4011334275695,"EC000018","-",0.23,3.5000000000000003E-2,"KG","NIE"]
["144109","System płytek centralnych Płytka centralna do modułów LEXCOM HOME 2-krotna, biały, połysk",47.8,"BPR",1,"szt.",10,4011334274018,"EC000018","-",0.23,3.5999999999999997E-2,"KG","NIE"]
["144609","System płytek centralnych Płytka centralna do gniazda przyłączeniowego UAE/IAE/UAE-DAT 300E, biały",9.6,"BPR",1,"szt.",10,4011334162827,"EC000018","-",0.23,8.0000000000000002E-3,"KG","NIE"]
["145709","System płytek centralnych Płytka centralna do gniazda przyłączeniowego TAE typ 6F oraz 6N, biały",9.6,"BPR",1,"szt.",10,4011334163510,"EC000018","-",0.23,8.9999999999999993E-3,"KG","NIE"]
["145801","System płytek centralnych Płytka centralna do gniazda przyłączeniowego TAE typ 6/6FF oraz 6/6NF, brązowy",17.3,"BPR",1,"szt.",10,4011334163459,"EC000018","-",0.23,8.0000000000000002E-3,"KG","NIE"]
["145802","System płytek centralnych Płytka centralna do gniazda przyłączeniowego TAE typ 6/6FF oraz 6/6NF, kremowy",9.6,"BPR",1,"szt.",10,4011334163435,"EC000018","-",0.23,8.0000000000000002E-3,"KG","NIE"]
["145809","System płytek centralnych Płytka centralna do gniazda przyłączeniowego TAE typ 6/6FF oraz 6/6NF, biały",9.6,"BPR",1,"szt.",10,4011334163442,"EC000018","-",0.23,8.0000000000000002E-3,"KG","NIE"]
["145811","System płytek centralnych Płytka centralna do gniazda przyłączeniowego TAE typ 6/6FF oraz 6/6NF, jasny brąz, lakierowany",26,"BPR",1,"szt.",10,4011334179894,"EC000018","-",0.23,8.0000000000000002E-3,"KG","NIE"]
["146102","System płytek centralnych Płytka centralna do modułu podwójnego Reichle&De-Massari, kremowy",47.8,"BPR",1,"szt.",10,4011334169796,"EC000018","-",0.23,3.9E-2,"KG","NIE"]
["146109","System płytek centralnych Płytka centralna do modułu podwójnego Reichle&De-Massari, biały",47.8,"BPR",1,"szt.",10,4011334169819,"EC000018","-",0.23,3.9E-2,"KG","NIE"]
["146209","System płytek centralnych Płytka centralna do gniazda modularnego Drahtex, biały",42.3,"BPR",1,"szt.",10,4011334202448,"EC000018","-",0.23,3.6999999999999998E-2,"KG","NIE"]
["146301","System płytek centralnych Płytka centralna do gniazda modularnego AMP, brązowy",55.5,"BPR",1,"szt.",10,4011334169727,"EC000018","-",0.23,0.04,"KG","NIE"]
["146302","System płytek centralnych Płytka centralna do gniazda modularnego AMP, kremowy",47.8,"BPR",1,"szt.",10,4011334169734,"EC000018","-",0.23,4.2999999999999997E-2,"KG","NIE"]
["146304","System płytek centralnych Płytka centralna do gniazda modularnego AMP, stal szlachetna, lakierowany",66,"BPR",1,"szt.",10,4011334179986,"EC000018","-",0.23,4.2999999999999997E-2,"KG","NIE"]
["146309","System płytek centralnych Płytka centralna do gniazda modularnego AMP, biały",47.8,"BPR",1,"szt.",10,4011334169017,"EC000018","-",0.23,4.3999999999999997E-2,"KG","NIE"]
["146402","B.Kwadrat Płytka czołowa do gniazda modularnego Krone, kremowy",47.8,"BPR",1,"szt.",10,4011334202431,"EC000018","-",0.23,4.2000000000000003E-2,"KG","NIE"]
["146409","B.Kwadrat Płytka czołowa do gniazda modularnego Krone, biały",47.8,"BPR",1,"szt.",10,4011334202462,"EC000018","-",0.23,4.2999999999999997E-2,"KG","TAK"]
["146701","System płytek centralnych Płytka centralna do gniazda przyłączeniowego UAE/IAE/Telekom ISDN, brązowy",17.3,"BPR",1,"szt.",10,4011334171959,"EC000018","-",0.23,8.0000000000000002E-3,"KG","NIE"]
["146702","System płytek centralnych Płytka centralna do gniazda przyłączeniowego UAE/IAE/Telekom ISDN, kremowy",9.6,"BPR",1,"szt.",10,4011334171966,"EC000018","-",0.23,8.0000000000000002E-3,"KG","NIE"]
["146704","System płytek centralnych Płytka centralna do gniazda przyłączeniowego UAE/IAE/Telekom ISDN, stal szlachetna, lakierowany",26,"BPR",1,"szt.",10,4011334180043,"EC000018","-",0.23,8.0000000000000002E-3,"KG","NIE"]
["146709","System płytek centralnych Płytka centralna do gniazda przyłączeniowego UAE/IAE/Telekom ISDN, biały",9.6,"BPR",1,"szt.",10,4011334171980,"EC000018","-",0.23,8.0000000000000002E-3,"KG","NIE"]
["146801","System płytek centralnych Płytka centralna do gniazda przyłączeniowego UAE, brązowy",17.3,"BPR",1,"szt.",10,4011334177456,"EC000018","-",0.23,8.0000000000000002E-3,"KG","NIE"]
["146802","System płytek centralnych Płytka centralna do gniazda przyłączeniowego UAE, kremowy",9.6,"BPR",1,"szt.",10,4011334177463,"EC000018","-",0.23,8.0000000000000002E-3,"KG","NIE"]
["146804","System płytek centralnych Płytka centralna do gniazda przyłączeniowego UAE, stal szlachetna, lakierowana",26,"BPR",1,"szt.",10,4011334180029,"EC000018","-",0.23,8.0000000000000002E-3,"KG","NIE"]
["146809","System płytek centralnych Płytka centralna do gniazda przyłączeniowego UAE, biały",9.6,"BPR",1,"szt.",10,4011334177487,"EC000018","-",0.23,8.0000000000000002E-3,"KG","NIE"]
["146811","System płytek centralnych Płytka centralna do gniazda przyłączeniowego UAE, jasny brąz, lakierowany",26,"BPR",1,"szt.",10,4011334180012,"EC000018","-",0.23,8.0000000000000002E-3,"KG","NIE"]
["146901","System płytek centralnych Płytka centralna do gniazda przyłączeniowego UAE/E-DAT Design/Telekom ISDN, brązowy",17.3,"BPR",1,"szt.",10,4011334177524,"EC000018","-",0.23,8.0000000000000002E-3,"KG","NIE"]
["146902","System płytek centralnych Płytka centralna do gniazda przyłączeniowego UAE/E-DAT Design/Telekom ISDN, kremowy",9.6,"BPR",1,"szt.",10,4011334177531,"EC000018","-",0.23,8.0000000000000002E-3,"KG","NIE"]
["146904","System płytek centralnych Płytka centralna do gniazda przyłączeniowego UAE/E-DAT Design/Telekom ISDN, stal szlachetna, lakierowana",26,"BPR",1,"szt.",10,4011334180005,"EC000018","-",0.23,8.0000000000000002E-3,"KG","NIE"]
["146909","System płytek centralnych Płytka centralna do gniazda przyłączeniowego UAE/E-DAT Design/Telekom ISDN, biały",9.6,"BPR",1,"szt.",10,4011334177555,"EC000018","-",0.23,8.0000000000000002E-3,"KG","NIE"]
["146911","System płytek centralnych Płytka centralna do gniazda przyłączeniowego UAE/E-DAT Design/Telekom ISDN, jasny brąz, lakierowany",26,"BPR",1,"szt.",10,4011334179993,"EC000018","-",0.23,8.0000000000000002E-3,"KG","NIE"]
["147002","System płytek centralnych Płytka centralna do 2 łączy wtykowych D-Sub, kremowy",19.899999999999999,"BPR",1,"szt.",10,4011334177395,"EC000018","-",0.23,4.2000000000000003E-2,"KG","NIE"]
["147009","System płytek centralnych Płytka centralna do 2 łączy wtykowych D-Sub, biały",19.899999999999999,"BPR",1,"szt.",10,4011334177418,"EC000018","-",0.23,4.2999999999999997E-2,"KG","NIE"]
["147202","B.Kwadrat Płytka czołowa do 1 lub 2 modułów pojedynczych Reichle&De-Massari, kremowy",42.3,"BPR",1,"szt.",10,4011334226741,"EC000018","-",0.23,4.9000000000000002E-2,"KG","NIE"]
["147209","B.Kwadrat Płytka czołowa do 1 lub 2 modułów pojedynczych Reichle&De-Massari, biały",42.3,"BPR",1,"szt.",10,4011334226758,"EC000018","-",0.23,5.5E-2,"KG","TAK"]
["147402","System płytek centralnych Płytka centralna do 6-biegunowego gniazda, kremowy",15.1,"BPR",1,"szt.",10,4011334195054,"EC002251","-",0.23,8.9999999999999993E-3,"KG","NIE"]
["147404","System płytek centralnych Płytka centralna do 6-biegunowego gniazda, stal szlachetna, lakierowany",33.700000000000003,"BPR",1,"szt.",10,4011334195115,"EC002251","-",0.23,4.0000000000000001E-3,"KG","NIE"]
["147409","System płytek centralnych Płytka centralna do 6-biegunowego gniazda, biały",15.1,"BPR",1,"szt.",10,4011334195078,"EC002251","-",0.23,8.9999999999999993E-3,"KG","NIE"]
["147809","System płytek centralnych Płytka centralna do gniazda przyłączeniowego UAE-DAT 300E, biały",9.6,"BPR",1,"szt.",10,4011334187356,"EC000018","-",0.23,8.0000000000000002E-3,"KG","NIE"]
["148002","System płytek centralnych Płytka centralna do sprzęgła światłowodowego Duplex SC, kremowy",42.3,"BPR",1,"szt.",10,4011334189275,"EC000018","-",0.23,3.6999999999999998E-2,"KG","NIE"]
["148009","System płytek centralnych Płytka centralna do sprzęgła światłowodowego Duplex SC, biały",42.3,"BPR",1,"szt.",10,4011334189282,"EC000018","-",0.23,3.6999999999999998E-2,"KG","NIE"]
["148301","System płytek centralnych Płytka centralna do gniazda antenowego 4-wyjściowego, brązowy",17.3,"BPR",1,"szt.",10,4011334193029,"EC000018","-",0.23,8.9999999999999993E-3,"KG","NIE"]
["148302","System płytek centralnych Płytka centralna do gniazda antenowego 4-wyjściowego, kremowy",9.6,"BPR",1,"szt.",10,4011334193036,"EC000018","-",0.23,8.9999999999999993E-3,"KG","NIE"]
["148304","System płytek centralnych Płytka centralna do gniazda antenowego 4-wyjściowego, stal szlachetna, lakierowana",26,"BPR",1,"szt.",10,4011334193098,"EC000018","-",0.23,8.9999999999999993E-3,"KG","NIE"]
["148309","System płytek centralnych Płytka centralna do gniazda antenowego 4-wyjściowego, biały",9.6,"BPR",1,"szt.",10,4011334193050,"EC000018","-",0.23,8.9999999999999993E-3,"KG","NIE"]
["148311","System płytek centralnych Płytka centralna do gniazda antenowego 4-wyjściowego, jasny brąz, lakierowany",26,"BPR",1,"szt.",10,4011334193104,"EC000018","-",0.23,8.0000000000000002E-3,"KG","NIE"]
["148401","System płytek centralnych Płytka centralna do gniazda antenowego 4-wyjściowego, brązowy",18.2,"BPR",1,"szt.",10,4011334204794,"EC000018","-",0.23,6.0000000000000001E-3,"KG","NIE"]
["148402","B.Kwadrat Płytka czołowa do gniazda antenowego 4-wyjściowego, kremowy",9.8000000000000007,"BPR",1,"szt.",10,4011334204800,"EC000018","-",0.23,8.9999999999999993E-3,"KG","TAK"]
["148404","K.5 Płytka czołowa do gniazda antenowego 4-wyjściowego, stal szlachetna, lakierowana",27,"BPR",1,"szt.",10,4011334204862,"EC000018","-",0.23,8.0000000000000002E-3,"KG","TAK"]
["148409","B.Kwadrat/K.1 Płytka czołowa do gniazda antenowego 4-wyjściowego, biały",9.8000000000000007,"BPR",1,"szt.",10,4011334204824,"EC000018","-",0.23,8.0000000000000002E-3,"KG","TAK"]
["148411","System płytek centralnych Płytka centralna do gniazda antenowego 4-wyjściowego, jasny brąz, lakierowany",26.2,"BPR",1,"szt.",10,4011334204879,"EC000018","-",0.23,8.0000000000000002E-3,"KG","NIE"]
["148601","System płytek centralnych Płytka centralna do gniazda antenowego 2-wyjściowego, brązowy",17.5,"BPR",1,"szt.",10,4011334207382,"EC000018","-",0.23,8.0000000000000002E-3,"KG","NIE"]
["148602","System płytek centralnych Płytka centralna do gniazda antenowego 2-wyjściowego, kremowy",10,"BPR",1,"szt.",10,4011334207399,"EC000018","-",0.23,8.0000000000000002E-3,"KG","NIE"]
["148609","System płytek centralnych Płytka centralna do gniazda antenowego 2-wyjściowego, biały",10,"BPR",1,"szt.",10,4011334207405,"EC000018","-",0.23,8.0000000000000002E-3,"KG","NIE"]
["148700","Arsys Klawisz z pełnym płaskim polem opisowym, przezroczysty",32.1,"BPR",1,"szt.",10,4011334198925,"EC000011","-",0.23,2.5999999999999999E-2,"KG","NIE"]
["149202","System płytek centralnych Płytka centralna do sprzęgła światłowodowego Simplex ST, kremowy",42.3,"BPR",1,"szt.",10,4011334212553,"EC000018","-",0.23,3.6999999999999998E-2,"KG","NIE"]
["149209","System płytek centralnych Płytka centralna do sprzęgła światłowodowego Simplex ST, biały",42.3,"BPR",1,"szt.",10,4011334212560,"EC000018","-",0.23,3.6999999999999998E-2,"KG","NIE"]
["149301","System 50 x 50 mm Płytka centralna 50x50 mm do wyłącznika różnicowo-prądowego, brązowy",23.1,"BPR",1,"szt.",1,4011334288886,"EC000011","-",0.23,7.0000000000000001E-3,"KG","NIE"]
["149302","System 50 x 50 mm Płytka centralna 50x50 mm do wyłącznika różnicowo-prądowego, kremowy, połysk",13.2,"BPR",1,"szt.",1,4011334288893,"EC000011","-",0.23,7.0000000000000001E-3,"KG","NIE"]
["149304","System 50 x 50 mm Płytka centralna 50x50 mm do wyłącznika różnicowo-prądowego, stal szlachetna, lakierowany",30.8,"BPR",1,"szt.",1,4011334288909,"EC000011","-",0.23,7.0000000000000001E-3,"KG","NIE"]
["149309","System 50 x 50 mm Płytka centralna 50x50 mm do wyłącznika różnicowo-prądowego, biały, połysk",13.2,"BPR",1,"szt.",1,4011334288916,"EC000011","-",0.23,7.0000000000000001E-3,"KG","NIE"]
["149311","System 50 x 50 mm Płytka centralna 50x50 mm do wyłącznika różnicowo-prądowego, jasny brąz, lakierowany",35.1,"BPR",1,"szt.",1,4011334288923,"EC000011","-",0.23,7.0000000000000001E-3,"KG","NIE"]
["149402","System płytek centralnych Płytka centralna do AMP-ACO, kremowy",9.6,"BPR",1,"szt.",10,4011334217350,"EC000018","-",0.23,8.9999999999999993E-3,"KG","NIE"]
["149409","System płytek centralnych Płytka centralna do AMP-ACO, biały",9.6,"BPR",1,"szt.",10,4011334217367,"EC000018","-",0.23,7.0000000000000001E-3,"KG","NIE"]
["149502","System płytek centralnych Płytka centralna do AMP-ACO z polem opisowym, kremowy",17.2,"BPR",1,"szt.",10,4011334273950,"EC000018","-",0.23,0.01,"KG","NIE"]
["149509","System płytek centralnych Płytka centralna do AMP-ACO z polem opisowym, biały",17.2,"BPR",1,"szt.",10,4011334273967,"EC000018","-",0.23,0.01,"KG","NIE"]
["150612","# Modul 2 Płytka czołowa do łącznika żaluzjowego na klucz, kremowy - produkt wycofany z oferty",25.4,"BPR",1,"szt.",10,4011334193197,"EC000011","-",0.23,3.2000000000000001E-2,"KG","NIE"]
["150619","# Modul 2 Płytka czołowa do łącznika żaluzjowego na klucz, biały - produkt wycofany z oferty",25.4,"BPR",1,"szt.",10,4011334193203,"EC000011","-",0.23,3.3000000000000002E-2,"KG","NIE"]
["150712","# Modul 2 Płytka czołowa do łącznika na klucz, kremowy - produkt wycofany z oferty",25.4,"BPR",1,"szt.",10,4011334193210,"EC000011","-",0.23,3.2000000000000001E-2,"KG","NIE"]
["150719","# Modul 2 Płytka czołowa do łącznika na klucz, biały - produkt wycofany z oferty",25.4,"BPR",1,"szt.",10,4011334193227,"EC000011","-",0.23,3.3000000000000002E-2,"KG","NIE"]
["151811","IP44 Płytka czołowa do łącznika żaluzjowego na klucz, brązowy, p/t",51.5,"BPR",1,"szt.",10,4011334193401,"EC000011","-",0.23,3.5999999999999997E-2,"KG","NIE"]
["151812","IP44 Płytka czołowa do łącznika żaluzjowego na klucz, kremowy, p/t",41.8,"BPR",1,"szt.",10,4011334194965,"EC000011","-",0.23,3.5999999999999997E-2,"KG","NIE"]
["151819","IP44 Płytka czołowa do łącznika żaluzjowego na klucz, biały, p/t",41.8,"BPR",1,"szt.",10,4011334193418,"EC000011","-",0.23,3.6999999999999998E-2,"KG","NIE"]
["151911","IP44 Płytka czołowa do łącznika na klucz, brązowy, p/t",51.5,"BPR",1,"szt.",10,4011334193425,"EC000011","-",0.23,3.5000000000000003E-2,"KG","NIE"]
["151912","IP44 Płytka czołowa do łącznika na klucz, kremowy, p/t",41.8,"BPR",1,"szt.",10,4011334194972,"EC000011","-",0.23,3.5999999999999997E-2,"KG","NIE"]
["151919","IP44 Płytka czołowa do łącznika na klucz, biały, p/t",41.8,"BPR",1,"szt.",10,4011334193432,"EC000011","-",0.23,3.6999999999999998E-2,"KG","NIE"]
["152901","IP44 Płytka czołowa z pokrętłem do łącznika żaluzjowego obrotowego, brązowy, p/t",32.200000000000003,"BPR",1,"szt.",1,4011334015765,"EC000011","-",0.23,3.6999999999999998E-2,"KG","NIE"]
["152909","IP44 Płytka czołowa z pokrętłem do łącznika żaluzjowego obrotowego, biały, p/t",24.5,"BPR",1,"szt.",1,4011334186724,"EC000011","-",0.23,3.9E-2,"KG","NIE"]
["153001","IP44 Płytka czołowa do łącznika i sygnalizatora świetlnego E10, brązowy, p/t",21.7,"BPR",1,"szt.",10,4011334015789,"EC000064","-",0.23,2.1000000000000001E-2,"KG","NIE"]
["153009","IP44 Płytka czołowa do łącznika i sygnalizatora świetlnego E10, biały, p/t",13.4,"BPR",1,"szt.",10,4011334186717,"EC000064","-",0.23,2.1000000000000001E-2,"KG","NIE"]
["155001","IP44 Klawisz, brązowy, p/t",28.8,"BPR",1,"szt.",10,4011334015826,"EC000011","-",0.23,2.5999999999999999E-2,"KG","NIE"]
["155009","IP44 Klawisz, biały, p/t",22.7,"BPR",1,"szt.",10,4011334186601,"EC000011","-",0.23,2.7E-2,"KG","NIE"]
["155109","IP44 Klawisz z nadrukiem \"0\", biały, p/t",25.6,"BPR",1,"szt.",10,4011334186618,"EC000011","-",0.23,2.7E-2,"KG","NIE"]
["155209","IP44 Klawisze, biały, p/t",32.200000000000003,"BPR",1,"szt.",10,4011334186649,"EC000011","-",0.23,2.7E-2,"KG","NIE"]
["155221","IP44 Klawisze z nadrukiem symbolu \"strzałka\", brązowy, p/t",44.1,"BPR",1,"szt.",10,4011334015871,"EC000011","-",0.23,2.5999999999999999E-2,"KG","NIE"]
["155222","IP44 Klawisze z nadrukiem symbolu \"strzałka\", kremowy, p/t",38.1,"BPR",1,"szt.",10,4011334015888,"EC000011","-",0.23,2.7E-2,"KG","NIE"]
["155229","IP44 Klawisze z nadrukiem symbolu \"strzałka\", biały, p/t",38.1,"BPR",1,"szt.",10,4011334186656,"EC000011","-",0.23,2.8000000000000001E-2,"KG","NIE"]
["155309","IP44 Klawisz z 5 dołączonymi soczewkami, biały, p/t",25.6,"BPR",1,"szt.",10,4011334186663,"EC000011","-",0.23,2.9000000000000001E-2,"KG","NIE"]
["155701","IP44 Klawisz przykręcany z 5 dołączonymi soczewkami, brązowy, p/t",39.4,"BPR",1,"szt.",10,4011334016304,"EC000011","-",0.23,3.2000000000000001E-2,"KG","NIE"]
["155709","IP44 Klawisz przykręcany z 5 dołączonymi soczewkami, biały, p/t",32.1,"BPR",1,"szt.",10,4011334186687,"EC000011","-",0.23,2.5000000000000001E-2,"KG","NIE"]
["155801","IP44 Klawisz z czerwoną soczewką i nadrukiem \"0\", brązowy, p/t",34.299999999999997,"BPR",1,"szt.",10,4011334016328,"EC000011","-",0.23,2.8000000000000001E-2,"KG","NIE"]
["155809","IP44 Klawisz z czerwoną soczewką i nadrukiem \"0\", biały, p/t",28.6,"BPR",1,"szt.",10,4011334186670,"EC000011","-",0.23,2.7E-2,"KG","NIE"]
["155901","IP44 Klawisz przykręcany, brązowy, p/t",36.4,"BPR",1,"szt.",10,4011334016342,"EC000011","-",0.23,3.5999999999999997E-2,"KG","NIE"]
["155909","IP44 Klawisz przykręcany, biały, p/t",29.2,"BPR",1,"szt.",10,4011334186625,"EC000011","-",0.23,3.5999999999999997E-2,"KG","NIE"]
["156509","IP44 Klawisze przykręcane, biały, p/t",38.4,"BPR",1,"szt.",10,4011334203957,"EC000011","-",0.23,3.7999999999999999E-2,"KG","NIE"]
["156801","IP44 Klawisz z czerwoną soczewką i nadrukiem \"Heizung Notschalter\", brązowy, p/t",32.9,"BPR",1,"szt.",10,4011334016601,"EC000011","-",0.23,2.5000000000000001E-2,"KG","NIE"]
["156809","IP44 Klawisz z czerwoną soczewką i nadrukiem \"Heizung Notschalter\", biały, p/t",26.5,"BPR",1,"szt.",10,4011334186694,"EC000011","-",0.23,2.7E-2,"KG","NIE"]
["156901","IP44 Klawisz z czerwoną soczewką i nadrukiem \"Heizung Notschalter\", brązowy, p/t",33,"BPR",1,"szt.",10,4011334016625,"EC000011","-",0.23,2.7E-2,"KG","NIE"]
["156909","IP44 Klawisz z czerwoną soczewką i nadrukiem \"Heizung Notschalter\", biały, p/t",27.3,"BPR",1,"szt.",10,4011334186700,"EC000011","-",0.23,2.7E-2,"KG","NIE"]
["157002","# Modul 2 Klawisz przykręcany, kremowy - produkt wycofany z oferty",14,"BPR",1,"szt.",10,4011334016632,"EC000011","-",0.23,2.1000000000000001E-2,"KG","NIE"]
["157009","# Modul 2 Klawisz przykręcany, biały - produkt wycofany z oferty",14,"BPR",1,"szt.",10,4011334145585,"EC000011","-",0.23,2.1000000000000001E-2,"KG","NIE"]
["157102","# Modul 2 Klawisze przykręcane, kremowy - produkt wycofany z oferty",20.6,"BPR",1,"szt.",10,4011334016649,"EC000011","-",0.23,0.02,"KG","NIE"]
["157109","# Modul 2 Klawisze przykręcane, biały - produkt wycofany z oferty",20.6,"BPR",1,"szt.",10,4011334145622,"EC000011","-",0.23,2.1000000000000001E-2,"KG","NIE"]
["157202","# Modul 2 Klawisz przykręcany z 5 dołączonymi soczewkami, kremowy - produkt wycofany z oferty",16.7,"BPR",1,"szt.",10,4011334016656,"EC000011","-",0.23,2.1999999999999999E-2,"KG","NIE"]
["157209","# Modul 2 Klawisz przykręcany z 5 dołączonymi soczewkami, biały - produkt wycofany z oferty",16.7,"BPR",1,"szt.",10,4011334145608,"EC000011","-",0.23,2.1999999999999999E-2,"KG","NIE"]
["157302","# Modul 2 Klawisz przykręcany z nadrukiem \"0\" i \"1\", kremowy - produkt wycofany z oferty",16.7,"BPR",1,"szt.",10,4011334016663,"EC000011","-",0.23,2.1000000000000001E-2,"KG","NIE"]
["157309","# Modul 2 Klawisz przykręcany z nadrukiem \"0\" i \"1\", biały - produkt wycofany z oferty",16.7,"BPR",1,"szt.",10,4011334145592,"EC000011","-",0.23,2.1000000000000001E-2,"KG","NIE"]
["157702","# Modul 2 Klawisz przykręcany z czerwoną soczewką i nadrukiem \"0\" i \"1\", kremowy - produkt wycofany z oferty",19.5,"BPR",1,"szt.",10,4011334016793,"EC000011","-",0.23,2.1000000000000001E-2,"KG","NIE"]
["157709","# Modul 2 Klawisz przykręcany z czerwoną soczewką i nadrukiem \"0\" i \"1\", biały - produkt wycofany z oferty",19.5,"BPR",1,"szt.",10,4011334145615,"EC000011","-",0.23,0.02,"KG","NIE"]
["160002","Akcesoria osprzęt Wkładka jarzeniowa, mechanizm, szary",19.399999999999999,"BER",1,"szt.",10,4011334219286,"EC000199","-",0.23,3.0000000000000001E-3,"KG","TAK"]
["160020","mechanizmy Wkładka jarzeniowa, czarny",19.7,"BER",1,"szt.",10,4011334219309,"EC000199","-",0.23,4.0000000000000001E-3,"KG","NIE"]
["160510","Akcesoria osprzęt Wkładka żarowa z zaciskiem neutralnym, mechanizm, szary",11.6,"BER",1,"szt.",10,4011334303916,"EC000199","-",0.23,4.0000000000000001E-3,"KG","TAK"]
["160514","Akcesoria osprzęt Wkładka żarowa z zaciskiem neutralnym, mechanizm, pomarańczowy",14.7,"BER",1,"szt.",10,4011334303923,"EC000199","-",0.23,5.0000000000000001E-3,"KG","TAK"]
["161003","Akcesoria osprzęt Żarówka E14",24.3,"BER",1,"szt.",100,4011334195498,"EC000199","-",0.23,5.0000000000000001E-3,"KG","NIE"]
["161013","Akcesoria osprzęt Żarówka E14",23,"BER",1,"szt.",100,4011334195504,"EC000199","-",0.23,7.0000000000000001E-3,"KG","NIE"]
["162002","# Modul 2 Klawisz, kremowy - produkt wycofany z oferty",8.1,"BPR",1,"szt.",10,4011334017196,"EC000011","-",0.23,2.1000000000000001E-2,"KG","NIE"]
["162009","# Modul 2 Klawisz, biały - produkt wycofany z oferty",8.1,"BPR",1,"szt.",10,4011334145639,"EC000011","-",0.23,2.1000000000000001E-2,"KG","NIE"]
["162022","# Modul 2 Klawisz z nadrukiem symbolu \"strzałki\", kremowy - produkt wycofany z oferty",10.5,"BPR",1,"szt.",10,4011334210306,"EC000011","-",0.23,2.1000000000000001E-2,"KG","NIE"]
["162029","# Modul 2 Klawisz z nadrukiem symbolu \"strzałki\", biały - produkt wycofany z oferty",10.5,"BPR",1,"szt.",10,4011334210313,"EC000011","-",0.23,2.1999999999999999E-2,"KG","NIE"]
["162112","# Modul 2 Klawisz z 5 dołączonymi soczewkami, kremowy - produkt wycofany z oferty",10.8,"BPR",1,"szt.",0,"-","-","-",0.23,0.05,"KG","NIE"]
["162119","# Modul 2 Klawisz z 5 dołączonymi soczewkami, biały - produkt wycofany z oferty",10.8,"BPR",1,"szt.",10,4011334145684,"EC000011","-",0.23,2.4E-2,"KG","NIE"]
["162202","# Modul 2 Klawisz z nadrukiem \"0\" i \"1\", kremowy - produkt wycofany z oferty",10.5,"BPR",1,"szt.",10,4011334017288,"EC000011","-",0.23,2.1999999999999999E-2,"KG","NIE"]
["162209","# Modul 2 Klawisz z nadrukiem \"0\" i \"1\", biały - produkt wycofany z oferty",10.5,"BPR",1,"szt.",10,4011334145646,"EC000011","-",0.23,2.1999999999999999E-2,"KG","NIE"]
["162302","# Modul 2 Klawisze, kremowy - produkt wycofany z oferty",14.8,"BPR",1,"szt.",10,4011334017325,"EC000011","-",0.23,2.1999999999999999E-2,"KG","NIE"]
["162309","# Modul 2 Klawisze, biały - produkt wycofany z oferty",14.8,"BPR",1,"szt.",10,4011334145660,"EC000011","-",0.23,2.1000000000000001E-2,"KG","NIE"]
["162402","# Modul 2 Klawisz z czerwoną soczewką i nadrukiem \"0\" i \"1\", kremowy - produkt wycofany z oferty",13.7,"BPR",1,"szt.",0,"-","-","-",0.23,0.03,"KG","NIE"]
["162409","# Modul 2 Klawisz z czerwoną soczewką i nadrukiem \"0\" i \"1\", biały - produkt wycofany z oferty",13.7,"BPR",1,"szt.",0,"-","-","-",0.23,"-","-","NIE"]
["162502","# Modul 2 Klawisze z nadrukiem symbolu \"strzałka\", kremowy - produkt wycofany z oferty",20.5,"BPR",1,"szt.",0,"-","-","-",0.23,"-","-","NIE"]
["162519","# Modul 2 Klawisze z nadrukiem symbolu \"strzałka\", biały - produkt wycofany z oferty",20.5,"BPR",1,"szt.",10,4011334387589,"EC000011","-",0.23,2.3E-2,"KG","NIE"]
["162602","# Modul 2 Klawisz z polem opisowym, kremowy - produkt wycofany z oferty",15.8,"BPR",1,"szt.",0,"-","-","-",0.23,"-","-","NIE"]
["162609","# Modul 2 Klawisz z polem opisowym, biały - produkt wycofany z oferty",15.8,"BPR",1,"szt.",0,"-","-","-",0.23,"-","-","NIE"]
["162702","# Modul 2 Klawisze z czerwoną soczewką, kremowy - produkt wycofany z oferty",20.5,"BPR",1,"szt.",10,4011334017486,"EC000011","-",0.23,2.1000000000000001E-2,"KG","NIE"]
["162709","# Modul 2 Klawisze z czerwoną soczewką, biały - produkt wycofany z oferty",20.5,"BPR",1,"szt.",10,4011334145578,"EC000011","-",0.23,2.1000000000000001E-2,"KG","NIE"]
["162802","# Modul 2 Klawisz z 5 dołączonymi soczewkami i polem opisowym, kremowy - produkt wycofany z oferty",18.3,"BPR",1,"szt.",10,4011334017523,"EC000011","-",0.23,2.4E-2,"KG","NIE"]
["162809","# Modul 2 Klawisz z 5 dołączonymi soczewkami i polem opisowym, biały - produkt wycofany z oferty",18.3,"BPR",1,"szt.",10,4011334145691,"EC000011","-",0.23,2.4E-2,"KG","NIE"]
["162901","IP44 Klawisz z polem opisowym, brązowy, p/t",36.5,"BPR",1,"szt.",10,4011334017547,"EC000011","-",0.23,1.9E-2,"KG","NIE"]
["162909","IP44 Klawisz z polem opisowym, biały, p/t",30.8,"BPR",1,"szt.",10,4011334186632,"EC000011","-",0.23,2.8000000000000001E-2,"KG","NIE"]
["163202","# Modul 2 Płytka czołowa z pokrętłem regulacyjnym do mechanicznego łącznika czasowego 0-15 min., kremowy - produkt wycofany z oferty",21.6,"BPR",1,"szt.",1,4011334017578,"EC000011","-",0.23,0.04,"KG","NIE"]
["163209","# Modul 2 Płytka czołowa z pokrętłem regulacyjnym do mechanicznego łącznika czasowego 0-15 min., biały - produkt wycofany z oferty",21.6,"BPR",1,"szt.",1,4011334144755,"EC000011","-",0.23,0.04,"KG","NIE"]
["163302","# Modul 2 Płytka czołowa z pokrętłem regulacyjnym do mechanicznego łącznika czasowego, kremowy - produkt wycofany z oferty",21.6,"BPR",1,"szt.",1,4011334017615,"EC000011","-",0.23,0.04,"KG","NIE"]
["163309","# Modul 2 Płytka czołowa z pokrętłem regulacyjnym do mechanicznego łącznika czasowego, biały - produkt wycofany z oferty",21.6,"BPR",1,"szt.",1,4011334144762,"EC000011","-",0.23,0.04,"KG","NIE"]
["163640","Elementy natynkowe Klawisz z polem opisowym, kremowy",14.3,"BPR",1,"szt.",10,4011334146551,"EC000011","-",0.23,0.01,"KG","NIE"]
["164002","# Modul 2 Łącznik na kartę hotelową-nasadka z nadrukiem i czerwoną soczewką, kremowy - produkt wycofany z oferty",124,"BPR",1,"szt.",10,4011334178767,"EC000011","-",0.23,4.7E-2,"KG","NIE"]
["164009","# Modul 2 Łącznik na kartę hotelową-nasadka z nadrukiem i czerwoną soczewką, biały - produkt wycofany z oferty",124,"BPR",1,"szt.",10,4011334178774,"EC000011","-",0.23,4.8000000000000001E-2,"KG","NIE"]
["164109","Twinpoint Łącznik na kartę hotelową-nasadka z nadrukiem i czerwoną soczewką, biały",136,"BPR",1,"szt.",10,4011334214113,"EC000011","-",0.23,4.4999999999999998E-2,"KG","NIE"]
["164165","Twinpoint Łącznik na kartę hotelową-nasadka z nadrukiem i czerwoną soczewką, czarny",140,"BPR",1,"szt.",10,4011334214137,"EC000011","-",0.23,4.3999999999999997E-2,"KG","NIE"]
["164402","# Modul 2 Klawisze z nadrukiem symbolu \"strzałki\", kremowy - produkt wycofany z oferty",20.5,"BPR",1,"szt.",10,4011334210320,"EC000011","-",0.23,2.3E-2,"KG","NIE"]
["164409","# Modul 2 Klawisze z nadrukiem symbolu \"strzałki\", biały - produkt wycofany z oferty",20.5,"BPR",1,"szt.",10,4011334210337,"EC000011","-",0.23,2.1000000000000001E-2,"KG","NIE"]
["164701","Serie 1930/Glas Płytka czołowa z pokrętłem do łącznika obrotowego, czarny, połysk",45.4,"BPR",1,"szt.",1,4011334321422,"EC000011","-",0.23,2.5999999999999999E-2,"KG","TAK"]
["164765","Serie 1930 Płytka czołowa z pokrętłem do łącznika obrotowego, porcelana Rosenthal, czarny, połysk",94.5,"BPR",1,"szt.",1,4011334321316,"EC000011","-",0.23,4.5999999999999999E-2,"KG","TAK"]
["164769","Serie 1930 Płytka czołowa z pokrętłem do łącznika obrotowego, porcelana Rosenthal, biały, połysk",94.5,"BPR",1,"szt.",1,4011334321309,"EC000011","-",0.23,4.5999999999999999E-2,"KG","TAK"]
["165149","# Modul 2 Klawisz z czerwoną soczewką i wyczuwalnym symbolem do \"światło\", biały - produkt wycofany z oferty",21.5,"BPR",1,"szt.",10,4011334195375,"EC000011","-",0.23,1.7000000000000001E-2,"KG","NIE"]
["165159","# Modul 2 Klawisz z czerwoną soczewką i wyczuwalnym symbolem do \"dzwonek\", biały - produkt wycofany z oferty",21.5,"BPR",1,"szt.",10,4011334195382,"EC000011","-",0.23,1.7000000000000001E-2,"KG","NIE"]
["165169","# Modul 2 Klawisz z czerwoną soczewką i wyczuwalnym symbolem do \"klucz\", biały - produkt wycofany z oferty",21.5,"BPR",1,"szt.",10,4011334195399,"EC000011","-",0.23,1.7000000000000001E-2,"KG","NIE"]
["166149","# Modul 2 Klawisz z 5 dołączonymi soczewkami i prowadnicą do załączania ustami, biały - produkt wycofany z oferty",24.2,"BPR",1,"szt.",10,4011334212898,"EC000011","-",0.23,1.7999999999999999E-2,"KG","NIE"]
["167504","Akcesoria osprzęt Wkładka jarzeniowa z zaciskiem neutralnym IP44, mechanizm, pomarańczowy",14.8,"BER",1,"szt.",10,4011334282747,"EC000199","-",0.23,5.0000000000000001E-3,"KG","NIE"]
["167601","Akcesoria osprzęt Wkładka żarowa z zaciskiem neutralnym, mechanizm, zielony",17.3,"BER",1,"szt.",10,4011334293323,"EC000199","-",0.23,5.0000000000000001E-3,"KG","NIE"]
["167602","Akcesoria osprzęt Wkładka żarowa z zaciskiem neutralnym, mechanizm, żółty",17.3,"BER",1,"szt.",10,4011334293330,"EC000199","-",0.23,5.0000000000000001E-3,"KG","NIE"]
["167603","Akcesoria osprzęt Wkładka żarowa z zaciskiem neutralnym, mechanizm, czerwony",29,"BER",1,"szt.",10,4011334294757,"EC000199","-",0.23,5.0000000000000001E-3,"KG","NIE"]
["167801","Akcesoria osprzęt Żarówka LED E10, czerwony",27.5,"BER",1,"szt.",10,4011334293767,"EC000199","-",0.23,4.0000000000000001E-3,"KG","NIE"]
["167802","Akcesoria osprzęt Żarówka LED E10, żółty",29,"BER",1,"szt.",10,4011334293774,"EC000199","-",0.23,4.0000000000000001E-3,"KG","NIE"]
["167803","Akcesoria osprzęt Żarówka LED E10, zielony",27.5,"BER",1,"szt.",10,4011334293781,"EC000199","-",0.23,4.0000000000000001E-3,"KG","NIE"]
["167804","Akcesoria osprzęt Żarówka LED E10, niebieski",27,"BER",1,"szt.",10,4011334293798,"EC000199","-",0.23,4.0000000000000001E-3,"KG","NIE"]
["167901","Akcesoria osprzęt Żarówka LED E14, czerwony",36.700000000000003,"BER",1,"szt.",10,4011334293811,"EC000199","-",0.23,6.0000000000000001E-3,"KG","TAK"]
["167902","Akcesoria osprzęt Żarówka LED E14, żółty",36.700000000000003,"BER",1,"szt.",10,4011334293828,"EC000199","-",0.23,6.0000000000000001E-3,"KG","NIE"]
["167903","Akcesoria osprzęt Żarówka LED E14, zielony",36.799999999999997,"BER",1,"szt.",10,4011334293835,"EC000199","-",0.23,6.0000000000000001E-3,"KG","NIE"]
["167904","Akcesoria osprzęt Żarówka LED E14, niebieski",36.299999999999997,"BER",1,"szt.",10,4011334293842,"EC000199","-",0.23,6.0000000000000001E-3,"KG","NIE"]
["168100","TS Sensor 1-krotny, szkło, biały",574,"BPR",1,"szt.",1,4011334384014,"EC000672","-",0.23,0.36,"KG","NIE"]
["168105","TS Sensor 1-krotny, szkło, czarny",574,"BPR",1,"szt.",1,4011334293859,"EC000672","-",0.23,0.36,"KG","NIE"]
["168107","TS Sensor 1-krotny, szkło, alu",574,"BPR",1,"szt.",1,4011334293866,"EC000672","-",0.23,0.36,"KG","NIE"]
["168200","TS Sensor 2-krotny, szkło, biały",574,"BPR",1,"szt.",1,4011334384038,"EC000672","-",0.23,0.36,"KG","NIE"]
["168205","TS Sensor 2-krotny, szkło, czarny",574,"BPR",1,"szt.",1,4011334293880,"EC000672","-",0.23,0.36,"KG","NIE"]
["168207","TS Sensor 2-krotny, szkło, alu",574,"KNX",1,"szt.",1,4011334293897,"EC000672","-",0.23,0.36,"KG","NIE"]
["168300","TS Sensor 3-krotny, szkło, biały",1165,"BPR",1,"szt.",1,4011334384052,"EC000672","-",0.23,0.373,"KG","NIE"]
["168305","TS Sensor 3-krotny, szkło, czarny",1165,"BPR",1,"szt.",1,4011334293910,"EC000672","-",0.23,0.36,"KG","NIE"]
["168307","TS Sensor 3-krotny, szkło, alu",1165,"BPR",1,"szt.",1,4011334293927,"EC000672","-",0.23,0.36,"KG","NIE"]
["168400","TS Sensor 4-krotny, szkło, biały",1165,"BPR",1,"szt.",1,4011334384076,"EC000672","-",0.23,0.36,"KG","NIE"]
["168405","TS Sensor 4-krotny, szkło, czarny",1165,"BPR",1,"szt.",1,4011334293941,"EC000672","-",0.23,0.36,"KG","TAK"]
["168407","TS Sensor 4-krotny, szkło, alu",1165,"BPR",1,"szt.",1,4011334293958,"EC000672","-",0.23,0.36,"KG","NIE"]
["168578","TS Crystal Ball, szkło, lustrzane",2379,"BPR",1,"szt.",1,4011334302667,"EC000672","-",0.23,0.40500000000000003,"KG","NIE"]
["168601","Akcesoria osprzęt Wkładka jarzeniowa LED, mechanizm, niebieski",20.9,"BPR",1,"szt.",10,4011334353515,"EC000199","-",0.23,6.0000000000000001E-3,"KG","NIE"]
["169100","TS Sensor 1-krotny, konfigurowalny, szkło, biały",903,"KNX",1,"szt.",1,4011334384021,"EC000672","-",0.23,0.36,"KG","NIE"]
["169105","TS Sensor 1-krotny, konfigurowalny, szkło, czarny",949,"BPR",1,"szt.",1,4011334293972,"EC000672","-",0.23,0.36,"KG","NIE"]
["169107","TS Sensor 1-krotny, konfigurowalny, szkło, alu",903,"KNX",1,"szt.",1,4011334293989,"EC000672","-",0.23,0.36,"KG","NIE"]
["169200","TS Sensor 2-krotny, konfigurowalny, szkło, biały",903,"KNX",1,"szt.",1,4011334384045,"EC000672","-",0.23,0.36,"KG","NIE"]
["169205","TS Sensor 2-krotny, konfigurowalny, szkło, czarny",949,"BPR",1,"szt.",1,4011334294009,"EC000672","-",0.23,0.36,"KG","NIE"]
["169207","TS Sensor 2-krotny, konfigurowalny, szkło, alu",903,"KNX",1,"szt.",1,4011334294016,"EC000672","-",0.23,0.36,"KG","NIE"]
["169300","TS Sensor 3-krotny, konfigurowalny, szkło, biały",1467,"KNX",1,"szt.",1,4011334384069,"EC000672","-",0.23,0.36,"KG","NIE"]
["169305","TS Sensor 3-krotny, konfigurowalny, szkło, czarny",1540,"BPR",1,"szt.",1,4011334294030,"EC000672","-",0.23,0.36,"KG","NIE"]
["169307","TS Sensor 3-krotny, konfigurowalny, szkło, alu",1467,"KNX",1,"szt.",1,4011334294047,"EC000672","-",0.23,0.36,"KG","NIE"]
["169400","TS Sensor 4-krotny, konfigurowalny, szkło, biały",1467,"KNX",1,"szt.",1,4011334385189,"EC000672","-",0.23,0.36,"KG","NIE"]
["169405","TS Sensor 4-krotny, konfigurowalny, szkło, czarny",1540,"BPR",1,"szt.",1,4011334294061,"EC000672","-",0.23,0.36,"KG","NIE"]
["169407","TS Sensor 4-krotny, konfigurowalny, szkło, alu",1467,"KNX",1,"szt.",1,4011334294078,"EC000672","-",0.23,0.36,"KG","NIE"]
["170702","# Modul 2 Klawisz z czerwoną soczewką i nadrukiem \"Heizung Notschalter\", kremowy, połysk - produkt wycofany z oferty",13.7,"BPR",1,"szt.",10,4011334340607,"EC000011","-",0.23,2.1000000000000001E-2,"KG","NIE"]
["170709","# Modul 2 Klawisz z czerwoną soczewką i nadrukiem \"Heizung Notschalter\", biały, połysk - produkt wycofany z oferty",13.7,"BPR",1,"szt.",10,4011334340614,"EC000011","-",0.23,2.1000000000000001E-2,"KG","NIE"]
["170802","# Modul 2 Klawisz z czerwoną soczewką i nadrukiem \"Heizung Notschalter\", kremowy, połysk - produkt wycofany z oferty",16.5,"BPR",1,"szt.",10,4011334340621,"EC000011","-",0.23,2.1000000000000001E-2,"KG","NIE"]
["170809","# Modul 2 Klawisz z czerwoną soczewką i nadrukiem \"Heizung Notschalter\", biały, połysk - produkt wycofany z oferty",16.5,"BPR",1,"szt.",10,4011334340638,"EC000011","-",0.23,2.1000000000000001E-2,"KG","NIE"]
["171511","IP44 Nasadka systemowego czujnika ruchu 180, brązowy, p/t",224,"BPR",1,"szt.",1,4011334191759,"EC000138","-",0.23,0.1,"KG","NIE"]
["171519","IP44 Nasadka systemowego czujnika ruchu 180, biały, p/t",198,"BPR",1,"szt.",1,4011334191766,"EC000138","-",0.23,0.1,"KG","NIE"]
["171811","IP44 Nasadka systemowego czujnika ruchu 180, brązowy, p/t",224,"BPR",1,"szt.",1,4011334191810,"EC000138","-",0.23,0.1,"KG","NIE"]
["171819","IP44 Nasadka systemowego czujnika ruchu 180, biały, p/t",198,"BPR",1,"szt.",1,4011334191827,"EC000138","-",0.23,0.1,"KG","NIE"]
["175709","# Modul Przycisk z pamięcią z przyłączem czujników, biały - produkt wycofany z oferty",338,"BPR",1,"szt.",1,4011334200550,"EC000615","-",0.23,0.05,"KG","NIE"]
["175909","# Modul Przycisk radiowy z przyłączem czujników, biały - produkt wycofany z oferty",517,"BPR",1,"szt.",1,4011334204473,"EC002253","-",0.23,8.9999999999999993E-3,"KG","NIE"]
["176502","# Modul 2 Przycisk do ściemniacza seryjnego BLC, kremowy - produkt wycofany z oferty",69,"BPR",1,"szt.",1,4011334295136,"EC000205","-",0.23,3.5999999999999997E-2,"KG","NIE"]
["176509","# Modul 2 Przycisk do ściemniacza seryjnego BLC, biały - produkt wycofany z oferty",69,"BPR",1,"szt.",1,4011334295143,"EC000205","-",0.23,3.5999999999999997E-2,"KG","NIE"]
["178602","# Modul Zamiennik: 178802 - Nasadka czujnika ruchu BLC 180, 2.2m, kremowy - produkt wycofany z oferty",206,"BPR",1,"szt.",1,4011334243281,"EC000138","-",0.23,0.06,"KG","NIE"]
["178609","# Modul Zamiennik: 178809 - Nasadka czujnika ruchu BLC 180, 2.2m, biały - produkt wycofany z oferty",206,"BPR",1,"szt.",1,4011334243298,"EC000138","-",0.23,0.06,"KG","NIE"]
["178702","# Modul Zamiennik: 178902 - Nasadka czujnika ruchu BLC 180 komfort, 2.2m, kremowy - produkt wycofany z oferty",332,"BPR",1,"szt.",1,4011334243441,"EC000138","-",0.23,0.111,"KG","NIE"]
["178709","# Modul Zamiennik: 178909 - Nasadka czujnika ruchu BLC 180 komfort, 2.2m, biały - produkt wycofany z oferty",332,"BPR",1,"szt.",1,4011334243458,"EC000138","-",0.23,0.112,"KG","NIE"]
["178729","# Zamiennik: 178929 - Twinpoint Nasadka czujnika ruchu BLC 180 komfort, 2.2m, biały",350,"BPR",1,"szt.",1,4011334243519,"EC000138","-",0.23,0.112,"KG","NIE"]
["178765","# Zamiennik: 178965 - Twinpoint Nasadka czujnika ruchu BLC 180 komfort, 2.2m, czarny",350,"BPR",1,"szt.",1,4011334243533,"EC000138","-",0.23,0.105,"KG","NIE"]
["181110","Berker TS Przycisk do montażu w płytkach dekoracyjnych, chrom, połysk",111,"BPR",1,"szt.",10,4011334269915,"EC000029","-",0.23,1.9E-2,"KG","NIE"]
["181112","Berker TS Przycisk do montażu w płytkach dekoracyjnych, złoty, połysk",138,"BPR",1,"szt.",10,4011334269922,"EC000029","-",0.23,1.9E-2,"KG","NIE"]
["181113","Berker TS Przycisk do montażu w płytkach dekoracyjnych, stal szlachetna",158,"BPR",1,"szt.",10,4011334269939,"EC000029","-",0.23,1.9E-2,"KG","NIE"]
["181201","Serie 1930/Glas Pokrętło chromowane do łączników obrotowych z pokrętłem, mosiądz, chromowany",104,"BPR",1,"szt.",1,4011334183211,"EC000011","-",0.23,0.03,"KG","NIE"]
["181305","Akcesoria osprzęt Podejście przewodowe i kanałowe, czarny",4.4000000000000004,"BPR",1,"szt.",10,4011334018506,"EC000240","-",0.23,6.0000000000000001E-3,"KG","NIE"]
["181309","Akcesoria osprzęt Podejście przewodowe i kanałowe, biały",4.4000000000000004,"BPR",1,"szt.",10,4011334018513,"EC000240","-",0.23,6.0000000000000001E-3,"KG","NIE"]
["181705","Akcesoria osprzęt Podejście rurowe, czarny",8,"BPR",1,"szt.",10,4011334018544,"EC000240","-",0.23,8.0000000000000002E-3,"KG","TAK"]
["181709","Akcesoria osprzęt Podejście rurowe, biały",8,"BPR",1,"szt.",10,4011334018551,"EC000240","-",0.23,5.0000000000000001E-3,"KG","TAK"]
["181801","Akcesoria osprzęt Wkładka patentowa z jednakowymi zamkami",106,"BPR",1,"szt.",1,4011334018582,"EC000743","-",0.23,0.14499999999999999,"KG","TAK"]
["182305","Serie 1930 Łącznik do kombinacji wielokrotnej, czarny",6.8,"BPR",1,"szt.",10,4011334214830,"EC000240","-",0.23,2E-3,"KG","TAK"]
["182309","Serie 1930 Łącznik do kombinacji wielokrotnej, biały",6.5,"BPR",1,"szt.",10,4011334214854,"EC000240","-",0.23,3.0000000000000001E-3,"KG","NIE"]
["183001","System połączeniowy Puszka podtynkowa CEE",28.2,"BPR",1,"szt.",5,4011334333203,"EC002601","-",0.23,0.13300000000000001,"KG","NIE"]
["188001","ISO-Panzer IP44 Łącznik do kombinacji wielokrotnej, czarny",3.9,"BPR",1,"szt.",10,4011334019404,"EC000240","-",0.23,6.0000000000000001E-3,"KG","NIE"]
["188101","ISO-Panzer IP44 Podejście kablowe, czarny",2.6,"BPR",1,"szt.",10,4011334019428,"EC000240","-",0.23,5.0000000000000001E-3,"KG","NIE"]
["189510","Berker TS Śruba z dwoma otworami M3,5 x 50 mm, chrom",10.1,"BPR",1,"szt.",1,4011334253969,"EC002365","-",0.23,0.01,"KG","NIE"]
["189512","Berker TS Śruba z dwoma otworami M3,5 x 50 mm, złoty",14.9,"BPR",1,"szt.",1,4011334253976,"EC002365","-",0.23,0.01,"KG","NIE"]
["189513","Berker TS Śruba z dwoma otworami M3,5 x 50 mm, stal szlachetna",14.6,"BPR",1,"szt.",1,4011334253983,"EC002365","-",0.23,0.01,"KG","NIE"]
["190502","# Modul 2 Pole opisowe do montażu w pierścieniu oddzielającym, kremowy - produkt wycofany z oferty",7.4,"BPR",1,"szt.",10,4011334161288,"EC000141","-",0.23,2E-3,"KG","NIE"]
["190569","# Modul 2 Pole opisowe do montażu w pierścieniu oddzielającym, biały - produkt wycofany z oferty",7.4,"BPR",1,"szt.",10,4011334161295,"EC000141","-",0.23,2E-3,"KG","NIE"]
["194802","Twin-Box z 2 gniazdami SCHUKO, biały, połysk",110,"BPR",1,"szt.",1,4011334202592,"EC000125","-",0.23,0.34499999999999997,"KG","NIE"]
["194808","Twin-Box łącznik i gniazdo SCHUKO, biały, połysk",130,"BPR",1,"szt.",1,4011334210986,"EC000020","-",0.23,0.47499999999999998,"KG","NIE"]
["194813","Twin-Box łącznik i gniazdo SCHUKO, chrom mat, lakierowany",168,"BPR",1,"szt.",1,4011334218425,"EC000020","-",0.23,0.40100000000000002,"KG","NIE"]
["196201","ISO-Panzer IP44 Podejście połączenia śrubowego M20x1,5, czarny",16.399999999999999,"BPR",1,"szt.",10,4011334292135,"EC000240","-",0.23,1.4999999999999999E-2,"KG","NIE"]
["202665","Twinpoint Regulator temperatury pomieszczenia z zestykiem zmiennym i elementem centralnym, czarny",309,"BPR",1,"szt.",1,4011334309789,"EC000194","-",0.23,9.6000000000000002E-2,"KG","NIE"]
["203000","# Elektronika domowa Regulator temperatury pomieszczenia z zestykiem rozwiernym, łącznikiem i diodą",301,"BPR",1,"szt.",1,4011334212102,"EC000194","-",0.23,7.2999999999999995E-2,"KG","NIE"]
["203019","Twinpoint Regulator temperatury pomieszczenia z zestykiem zwiernym, elementem centralnym i łącznikiem, biały",306,"BPR",1,"szt.",1,4011334309574,"EC000194","-",0.23,0.1,"KG","NIE"]
["203065","Twinpoint Regulator temperatury pomieszczenia z zestykiem zwiernym, elementem centralnym i łącznikiem, czarny",311,"BPR",1,"szt.",1,4011334309598,"EC000194","-",0.23,9.9000000000000005E-2,"KG","NIE"]
["203100","# Elektronika domowa Regulator temperatury pomieszczenia z zestykiem rozwiernym, łącznikiem i diodą",283,"BPR",1,"szt.",1,4011334212119,"EC000194","-",0.23,7.2999999999999995E-2,"KG","NIE"]
["203119","Twinpoint Regulator temperatury pomieszczenia 24V z zestykiem zwiernym, elementem centralnym i łącznikiem, biały",338,"BPR",1,"szt.",1,4011334309963,"EC000194","-",0.23,0.1,"KG","NIE"]
["203165","Twinpoint Regulator temperatury pomieszczenia 24V z zestykiem zwiernym, elementem centralnym i łącznikiem, czarny",338,"BPR",1,"szt.",1,4011334309987,"EC000194","-",0.23,9.9000000000000005E-2,"KG","NIE"]
["203419","Twinpoint Regulator temperatury podłogowej z zestykiem zwiernym, elementem centralnym i łącznikiem, biały",605,"BPR",1,"szt.",1,4011334310167,"EC000194","-",0.23,0.26,"KG","NIE"]
["203465","Twinpoint Regulator temperatury podłogowej z zestykiem zwiernym, elementem centralnym i łącznikiem, czarny",605,"BPR",1,"szt.",1,4011334310181,"EC000194","-",0.23,0.26400000000000001,"KG","NIE"]
["260005","one.platforom Mechanizm gniazda USB ładowania 230 V, antracyt, mat",183,"BPR",1,"szt.",1,4011334340447,"EC001781","-",0.23,0.14399999999999999,"KG","TAK"]
["260009","one.platforom Mechanizm gniazda USB ładowania 230 V, biały, mat",183,"BPR",1,"szt.",1,4011334340454,"EC001781","-",0.23,0.14099999999999999,"KG","TAK"]
["274309","Elektronika domowa Transformator przewodowy ściemniający 20-105 W, biały",398,"BPR",1,"szt.",1,4011334178392,"EC001500","-",0.23,0.255,"KG","NIE"]
["274318","Elektronika domowa Transformator przewodowy ściemniający 20-105 W, złoty",412,"BPR",1,"szt.",1,4011334178408,"EC001500","-",0.23,0.255,"KG","NIE"]
["274409","Elektronika domowa Ściemniacz przesuwny przewodowy nn, biały",212,"BPR",1,"szt.",1,4011334248460,"EC000445","-",0.23,0.185,"KG","NIE"]
["274418","Elektronika domowa Ściemniacz przesuwny przewodowy nn, złoty",228,"BPR",1,"szt.",1,4011334248477,"EC000445","-",0.23,0.19,"KG","NIE"]
["281901","one.platform Ściemniacz obrotowy 60-400 W, mechanizm",69,"BER",1,"szt.",10,4011334021230,"EC000025","-",0.23,0.154,"KG","TAK"]
["283010","Elektronika domowa Ściemniacz obrotowy 60-400 W z łącznikiem zmiennym, 0",172,"BPR",1,"szt.",1,4011334236788,"EC000025","-",0.23,0.13,"KG","NIE"]
["283410","Serie 1930/Glas Ściemniacz uniwersalny z płynną regulacją i elementem centralnym i pokrętłem regulacyjnym, biały",640,"BPR",1,"szt.",1,4011334282693,"EC000025","-",0.23,0.11,"KG","TAK"]
["283411","Serie 1930/Glas Ściemniacz uniwersalny z płynną regulacją i elementem centralnym i pokrętłem regulacyjnym, czarny",640,"BPR",1,"szt.",1,4011334282709,"EC000025","-",0.23,0.11,"KG","TAK"]
["283510","Serie 1930/Glas Rozszerzenie ściemniacza uniwersalnego z płynną regulacją i elementem centralnym, biały",324,"BPR",1,"szt.",1,4011334282716,"EC000025","-",0.23,9.5000000000000001E-2,"KG","NIE"]
["283511","Serie 1930/Glas Rozszerzenie ściemniacza uniwersalnego z płynną regulacją i elementem centralnym, czarny",324,"BPR",1,"szt.",1,4011334282723,"EC000025","-",0.23,9.5000000000000001E-2,"KG","NIE"]
["286010","one.platform Ściemniacz obrotowy 60-600 W, mechanizm",222,"BER",1,"szt.",1,4011334236795,"EC000025","-",0.23,0.155,"KG","TAK"]
["286110","one.platform Ściemniacz uniwersalny z płynną regulacją 50-420 W, mechanizm",435,"BPR",1,"szt.",1,4011334282686,"EC000025","-",0.23,9.5000000000000001E-2,"KG","TAK"]
["286210","one.platform Rozszerzenie ściemniacza uniwersalnego z płynną regulacją, mechanizm",191,"BPR",1,"szt.",1,4011334282679,"EC000025","-",0.23,0.08,"KG","NIE"]
["286610","one.platform Ściemniacz obrotowy NN 20-500 W/VA, mechanizm",254,"BER",1,"szt.",1,4011334236801,"EC000025","-",0.23,0.14000000000000001,"KG","TAK"]
["286710","one.platform Ściemniacz obrotowy Tronic® 10-315 W, mechanizm",297,"BER",1,"szt.",1,4011334236818,"EC000025","-",0.23,0.09,"KG","TAK"]
["289110","one.platform Elektroniczny potencjometr obrotowy 1-10 V, mechanizm",153,"BER",1,"szt.",1,4011334255765,"EC000534","-",0.23,8.2000000000000003E-2,"KG","TAK"]
["289610","Elektronika domowa Elektroniczny potencjometr przyciskowo obrotowy 1-10 V",151,"BPR",1,"szt.",1,4011334255956,"EC000534","-",0.23,0.13800000000000001,"KG","NIE"]
["296801","one.platform Regulator obrotów, mechanizm",344,"BPR",1,"szt.",1,4011334273691,"EC000256","-",0.23,0.16300000000000001,"KG","TAK"]
["297401","Elektronika domowa Transformator Tronic® 20-105 W, biały",205,"BPR",1,"szt.",1,4011334191926,"EC001500","-",0.23,0.16500000000000001,"KG","NIE"]
["297402","Elektronika domowa Transformator Tronic® 35-105 W, biały",205,"BPR",1,"szt.",1,4011334239338,"EC001500","-",0.23,0.15,"KG","NIE"]
["300240","Elementy natynkowe Łącznik klawiszowy, kremowy",53.5,"BPR",1,"szt.",10,4011334022947,"EC001590","-",0.23,0.1,"KG","NIE"]
["300340","Elementy natynkowe Łącznik klawiszowy, kremowy",87.5,"BPR",1,"szt.",10,4011334022961,"EC001590","-",0.23,0.11899999999999999,"KG","NIE"]
["300540","Elementy natynkowe Łącznik wieloklawiszowy, kremowy",42,"BPR",1,"szt.",10,4011334022992,"EC001590","-",0.23,0.1,"KG","NIE"]
["300640","Elementy natynkowe Łącznik klawiszowy, kremowy",30.6,"BPR",1,"szt.",10,4011334023067,"EC001590","-",0.23,0.106,"KG","NIE"]
["300740","Elementy natynkowe Łącznik klawiszowy, kremowy",53.5,"BPR",1,"szt.",10,4011334023135,"EC001590","-",0.23,0.10299999999999999,"KG","NIE"]
["300840","Elementy natynkowe Łącznik wieloklawiszowy, kremowy",67,"BPR",1,"szt.",10,4011334023180,"EC001590","-",0.23,0.11899999999999999,"KG","NIE"]
["301240","Elementy natynkowe Łącznik klawiszowy kontrolny z czerwoną soczewką, kremowy",86,"BPR",1,"szt.",10,4011334023203,"EC001590","-",0.23,0.10299999999999999,"KG","NIE"]
["301249","Elementy natynkowe Łącznik klawiszowy kontrolny z czerwoną soczewką, biały",91.5,"BPR",1,"szt.",10,4011334287971,"EC001590","-",0.23,0.10299999999999999,"KG","NIE"]
["301640","Elementy natynkowe Łącznik klawiszowy kontrolny z czerwoną soczewką, kremowy",63.5,"BPR",1,"szt.",10,4011334023234,"EC001590","-",0.23,0.28599999999999998,"KG","NIE"]
["301649","Elementy natynkowe Łącznik klawiszowy kontrolny z czerwoną soczewką, biały",68,"BPR",1,"szt.",10,4011334287964,"EC001590","-",0.23,0.28599999999999998,"KG","NIE"]
["303550","mechanizmy Łącznik wieloklawiszowy do montażu w ścianach pustych",31.3,"BPR",1,"szt.",10,4011334238843,"EC001590","-",0.23,6.6000000000000003E-2,"KG","NIE"]
["303650","mechanizmy Łącznik klawiszowy do montażu w ścianach pustych",20.5,"BPR",1,"szt.",10,4011334238850,"EC001590","-",0.23,6.5000000000000002E-2,"KG","NIE"]
["354102","# Modul 2 Łącznik awaryjny do urządzeń grzewczych z czerwoną soczewką i nadrukiem, kremowy - produkt wycofany z oferty",68,"BPR",1,"szt.",10,4011334024057,"EC001590","-",0.23,0.115,"KG","NIE"]
["354312","# Modul 2 Łącznik awaryjny do urządzeń grzewczych z czerwoną soczewką i nadrukiem, kremowy - produkt wycofany z oferty",119,"BPR",1,"szt.",10,4011334230830,"EC001590","-",0.23,0.13700000000000001,"KG","NIE"]
["354319","# Modul 2 Łącznik awaryjny do urządzeń grzewczych z czerwoną soczewką i nadrukiem, biały - produkt wycofany z oferty",119,"BPR",1,"szt.",10,4011334230847,"EC001590","-",0.23,0.13900000000000001,"KG","NIE"]
["381101","Serie 1930/Glas Łącznik żaluzjowy obrotowy z elementem centralnym i pokrętłem, 1-biegunowy, czarny",257,"BPR",1,"szt.",1,4011334024538,"EC000044","-",0.23,0.12,"KG","NIE"]
["381201","Serie 1930/Glas Łącznik żaluzjowy obrotowy z elementem centralnym i pokrętłem, 2-biegunowy, czarny",287,"BPR",1,"szt.",1,4011334024552,"EC000044","-",0.23,0.12,"KG","NIE"]
["382120","IP44 Łącznik żaluzjowy na klucz do wkładki patentowej, p/t",168,"BPR",1,"szt.",10,4011334200604,"EC000044","-",0.23,9.8000000000000004E-2,"KG","NIE"]
["382210","one.platform Łącznik żaluzjowy na klucz do wkładki patentowej 2-biegunowy, mechanizm, zaciski śrubowe",185,"BPR",1,"szt.",10,4011334190738,"EC000044","-",0.23,0.10299999999999999,"KG","NIE"]
["382610","one.platform Łącznik na klucz do wkładki patentowej, uniwersalny (schodowy), mechanizm, zaciski śrubowe",185,"BPR",1,"szt.",10,4011334190752,"EC001590","-",0.23,3.9E-2,"KG","TAK"]
["383110","one.platform Łącznik żaluzjowy na klucz do wkładki patentowej zwierny 1-biegunowy, mechanizm, zaciski śrubowe",157,"BPR",1,"szt.",10,4011334190769,"EC000044","-",0.23,9.6000000000000002E-2,"KG","NIE"]
["383120","IP44 Łącznik żaluzjowy na klucz do wkładki patentowej zwierny, p/t",168,"BPR",1,"szt.",10,4011334200697,"EC000044","-",0.23,9.8000000000000004E-2,"KG","NIE"]
["383210","mechanizmy Łącznik żaluzjowy na klucz do wkładki patentowej zwierny",185,"BPR",1,"szt.",10,4011334190745,"EC000044","-",0.23,0.10299999999999999,"KG","NIE"]
["383620","IP44 Łącznik na klucz do wkładki patentowej, p/t",196,"BPR",1,"szt.",10,4011334200659,"EC001590","-",0.23,9.8000000000000004E-2,"KG","NIE"]
["383800","R.classic/Serie 1930/Glas Łącznik obrotowy grupowy zwierny, mechanizm, zaciski śrubowe",165,"BPR",1,"szt.",1,4011334321347,"EC000029","-",0.23,9.0999999999999998E-2,"KG","TAK"]
["384600","R.classic/Serie 1930/Glas Łącznik obrotowy zwierny, mechanizm, zaciski śrubowe",136,"BPR",1,"szt.",1,4011334322702,"EC000029","-",0.23,8.3000000000000004E-2,"KG","TAK"]
["385620","mechanizmy Łącznik zwierny na klucz i wkładkę patentową",196,"BPR",1,"szt.",10,4011334200666,"EC000029","-",0.23,6.3E-2,"KG","NIE"]
["386101","one.platform Łącznik obrotowy 3-pozycyjny bez pozycji zerowej 2-1-3, mechanizm, zaciski śrubowe",153,"BPR",1,"szt.",10,4011334024736,"EC001036","-",0.23,8.8999999999999996E-2,"KG","NIE"]
["386201","mechanizmy Łącznik obrotowy 2-biegunowy 25 A",274,"BPR",1,"szt.",10,4011334273707,"EC001590","-",0.23,9.9000000000000005E-2,"KG","NIE"]
["387500","R.classic/Serie 1930/Glas Łącznik obrotowy świecznikowy (seryjny), mechanizm, zaciski śrubowe",129,"BPR",1,"szt.",1,4011334321354,"EC001590","-",0.23,8.1000000000000003E-2,"KG","TAK"]
["387600","R.classic/Serie 1930/Glas Łącznik obrotowy uniwersalny (schodowy), mechanizm, zaciski śrubowe",109,"BPR",1,"szt.",1,4011334321361,"EC001590","-",0.23,8.2000000000000003E-2,"KG","TAK"]
["387700","R.classic/Serie 1930/Glas Łącznik obrotowy krzyżowy, mechanizm, zaciski śrubowe",189,"BPR",1,"szt.",1,4011334321378,"EC001590","-",0.23,8.7999999999999995E-2,"KG","TAK"]
["389300","R.classic/Serie 1930/Glas Łącznik obrotowy 2-biegunowy, mechanizm, zaciski śrubowe",189,"BPR",1,"szt.",1,4011334321385,"EC001590","-",0.23,8.5999999999999993E-2,"KG","NIE"]
["390640","Elementy natynkowe Łącznik cięgłowy, kremowy",59.5,"BPR",1,"szt.",10,4011334024958,"EC001590","-",0.23,9.1999999999999998E-2,"KG","NIE"]
["395619","mechanizmy Łącznik cięgłowy zwierny",51,"BPR",1,"szt.",10,4011334197607,"EC000029","-",0.23,7.0000000000000007E-2,"KG","NIE"]
["396103","one.platform Mechanizm gniazda bez uziemienia, zaciski śrubowe",7.8,"BER",1,"szt.",10,4011334456100,"-","-",0.23,0.06,"KG","TAK"]
["396161","one.platform Mechanizm gniazda bez uziemienia, samozaciski",7.8,"BER",1,"szt.",10,4011334456094,"-","-",0.23,5.6000000000000001E-2,"KG","TAK"]
["396380","one.platform Mechanizm gniazda z uziemieniem, zaciski śrubowe",9.6,"BER",1,"szt.",10,4011334456117,"-","-",0.23,7.5999999999999998E-2,"KG","TAK"]
["396579","Serie 1930/Glas Płytka czołowa z przysłonami styków do gniazda z uziemieniem, biały",48.2,"BPR",1,"szt.",10,4011334456131,"-","-",0.23,2.5999999999999999E-2,"KG","TAK"]
["396765","one.platform Mechanizm gniazda z uziemieniem, serie okrągłe, zaciski śrubowe",20.6,"BPR",1,"szt.",10,4011334456070,"-","-",0.23,6.9000000000000006E-2,"KG","TAK"]
["396768","one.platform Mechanizm gniazda z uziemieniem, serie okrągłe, samozaciski",20.6,"BPR",1,"szt.",10,4011334456087,"-","-",0.23,6.4000000000000001E-2,"KG","TAK"]
["396874","one.platform Mechanizm gniazda z uziemieniem, samozaciski",9.6,"BER",1,"szt.",10,4011334456124,"-","-",0.23,7.1999999999999995E-2,"KG","TAK"]
["400641","Elementy natynkowe Gniazdo SCHUKO z ochroną przepięciową i polem opisowym, kremowy",599,"BPR",1,"szt.",1,4011334230861,"EC000125","-",0.23,0.159,"KG","NIE"]
["404049","Elementy natynkowe Gniazdo potrójne SCHUKO, biały, połysk",49.4,"BPR",1,"szt.",5,4011334287940,"EC000125","-",0.23,0.2,"KG","NIE"]
["410802","# Modul 2 Gniazdo SCHUKO z ochroną przepięciową i polem opisowym, kremowy - produkt wycofany z oferty",567,"BPR",1,"szt.",1,4011334160380,"EC000125","-",0.23,0.125,"KG","NIE"]
["410809","# Modul 2 Gniazdo SCHUKO z ochroną przepięciową i polem opisowym, biały - produkt wycofany z oferty",567,"BPR",1,"szt.",1,4011334160397,"EC000125","-",0.23,0.125,"KG","NIE"]
["410862","# Modul 2 Gniazdo SCHUKO z ochroną przepięciową i polem opisowym, czerwony - produkt wycofany z oferty",584,"BPR",1,"szt.",1,4011334164258,"EC000125","-",0.23,0.125,"KG","NIE"]
["411002","# Modul 2 Gniazdo SCHUKO z lamką kontrolną i polem opisowym, kremowy - produkt wycofany z oferty",181,"BPR",1,"szt.",10,4011334360841,"EC000125","-",0.23,0.104,"KG","NIE"]
["411009","# Modul 2 Gniazdo SCHUKO z lamką kontrolną i polem opisowym, biały - produkt wycofany z oferty",181,"BPR",1,"szt.",10,4011334360858,"EC000125","-",0.23,0.104,"KG","NIE"]
["414302","# Modul 2 Gniazdo SCHUKO, kremowy - produkt wycofany z oferty",13.9,"BPR",1,"szt.",10,4011334026594,"EC000125","-",0.23,0.111,"KG","NIE"]
["414309","# Modul 2 Gniazdo SCHUKO, biały - produkt wycofany z oferty",13.9,"BPR",1,"szt.",10,4011334145257,"EC000125","-",0.23,0.113,"KG","NIE"]
["414520","Serie 1930/Glas Gniazdo SCHUKO, biały",56,"BPR",1,"szt.",10,4011334215271,"EC000125","-",0.23,8.7999999999999995E-2,"KG","NIE"]
["414521","Serie 1930/Glas Gniazdo SCHUKO, czarny",56,"BPR",1,"szt.",10,4011334215288,"EC000125","-",0.23,8.7999999999999995E-2,"KG","NIE"]
["416602","# Modul 2 Gniazdo z uziemieniem \"USA/CANADA\" NEMA 5-15 R, kremowy - produkt wycofany z oferty",102,"BPR",1,"szt.",10,4011334027331,"EC000125","-",0.23,8.2000000000000003E-2,"KG","NIE"]
["416609","# Modul 2 Gniazdo z uziemieniem \"USA/CANADA\" NEMA 5-15 R, biały - produkt wycofany z oferty",102,"BPR",1,"szt.",10,4011334228394,"EC000125","-",0.23,8.3000000000000004E-2,"KG","NIE"]
["416802","# Modul 2 Gniazdo z uziemieniem \"USA/CANADA\" NEMA 5-20 R, kremowy - produkt wycofany z oferty",111,"BPR",1,"szt.",10,4011334027362,"EC000125","-",0.23,8.3000000000000004E-2,"KG","NIE"]
["416809","# Modul 2 Gniazdo z uziemieniem \"USA/CANADA\" NEMA 5-20 R, biały - produkt wycofany z oferty",111,"BPR",1,"szt.",10,4011334228400,"EC000125","-",0.23,8.2000000000000003E-2,"KG","NIE"]
["418032","Gniazdo do zabudowy SCHUKO z Element centralnym 50 x 50 mm, czarny",18.2,"BPR",1,"szt.",10,4011334027782,"EC000125","-",0.23,6.0999999999999999E-2,"KG","NIE"]
["418037","Gniazdo do zabudowy SCHUKO z Element centralnym Ø 50 mm, kremowy",19,"BPR",1,"szt.",10,4011334027836,"-","-",0.23,5.0999999999999997E-2,"KG","NIE"]
["418105","Gniazdo do zabudowy SCHUKO z Element centralnym 50 x 50 mm \"SNAP IN\" 0,6 - 1,5 mm, czarny, mat",16.899999999999999,"BPR",1,"szt.",200,4011334252672,"EC000125","-",0.23,3.1E-2,"KG","NIE"]
["418302","Gniazdo do zabudowy SCHUKO z Element centralnym 50 x 50 mm \"SNAP IN\" 0,6 - 1,5 mm, kremowy, mat",16.899999999999999,"BPR",1,"szt.",200,4011334252726,"-","-",0.23,3.7999999999999999E-2,"KG","NIE"]
["418802","Produkt na indywidualne zapytanie","Cena na zapytanie","BPR",1,"szt.",200,4011334252757,"EC000125","-",0.23,0.03,"KG","NIE"]
["418808","Produkt na indywidualne zapytanie","Cena na zapytanie","BPR",1,"szt.",200,4011334252788,"EC000125","-",0.23,0.03,"KG","NIE"]
["418902","Produkt na indywidualne zapytanie","Cena na zapytanie","BPR",1,"szt.",200,4011334252801,"EC000125","-",0.23,3.1E-2,"KG","NIE"]
["418905","Produkt na indywidualne zapytanie","Cena na zapytanie","BPR",1,"szt.",200,4011334252610,"EC000125","-",0.23,0.03,"KG","NIE"]
["421109","IP44 Gniazdo SCHUKO z pokrywą komplet, biały, p/t",68,"BPR",1,"szt.",1,4011334186816,"EC000125","-",0.23,0.16200000000000001,"KG","NIE"]
["421209","IP44 Gniazdo SCHUKO z pokrywą i zamkiem komplet, biały, p/t",182,"BPR",1,"szt.",1,4011334186809,"EC000125","-",0.23,0.192,"KG","NIE"]
["421609","IP44 Gniazdo SCHUKO z pokrywą z podwyższoną ochroną styków, biały, p/t",45.2,"BPR",1,"szt.",10,4011334186762,"EC000125","-",0.23,0.11799999999999999,"KG","NIE"]
["447709","System połączeniowy Gniazdo przyłączeniowe kuchenki p/t, biały",28.6,"BPR",1,"szt.",5,4011334183044,"EC000450","-",0.23,9.5000000000000001E-2,"KG","NIE"]
["447809","System połączeniowy Gniazdo przyłączeniowe kuchenki do montażu p/t lub n/t, biały",33.299999999999997,"BPR",1,"szt.",5,4011334194743,"EC000450","-",0.23,0.107,"KG","NIE"]
["448702","mechanizmy Gniazdo przyłączeniowe 6F+N, kremowy",19.3,"BPR",1,"szt.",10,4011334050704,"EC000018","-",0.23,4.4999999999999998E-2,"KG","NIE"]
["448705","mechanizmy Gniazdo przyłączeniowe 6F+N, czarny",19.3,"BPR",1,"szt.",10,4011334050735,"EC000018","-",0.23,4.7E-2,"KG","NIE"]
["448709","mechanizmy Gniazdo przyłączeniowe 6F+N, biały",19.3,"BPR",1,"szt.",10,4011334050711,"EC000018","-",0.23,6.0999999999999999E-2,"KG","NIE"]
["450002","mechanizmy Gniazdo przyłączeniowe 3 x 6NFN, kremowy",29.2,"BPR",1,"szt.",10,4011334163886,"EC000018","-",0.23,0.05,"KG","NIE"]
["450005","mechanizmy Gniazdo przyłączeniowe 3 x 6NFN, czarny",29.2,"BPR",1,"szt.",10,4011334163893,"EC000018","-",0.23,4.9000000000000002E-2,"KG","NIE"]
["450009","mechanizmy Gniazdo przyłączeniowe 3 x 6NFN, biały",29.2,"BPR",1,"szt.",10,4011334171317,"EC000018","-",0.23,9.2999999999999999E-2,"KG","NIE"]
["450501","mechanizmy Gniazdo głośnikowe stereofoniczne",30,"BER",1,"szt.",10,4011334029526,"EC000018","-",0.23,7.0000000000000007E-2,"KG","NIE"]
["450502","one.platform Mechanizm gniazda głośnikowego High End",114,"BPR",1,"szt.",10,4011334186564,"EC000018","-",0.23,0.13500000000000001,"KG","TAK"]
["450820","Serie 1930/Glas Płytka nośna do przyłączy miniaturowych z elementem centralnym, biały",74,"BPR",1,"szt.",10,4011334214946,"EC000018","-",0.23,5.8000000000000003E-2,"KG","NIE"]
["450821","Serie 1930/Glas Płytka nośna do przyłączy miniaturowych z elementem centralnym, czarny",74,"BPR",1,"szt.",10,4011334214953,"EC000018","-",0.23,5.7000000000000002E-2,"KG","NIE"]
["454001","one.platform Płytka nośna pojedyncza z czerwonym elementem mocującym, mechanizm",16,"BPR",1,"szt.",10,4011334160236,"EC000018","-",0.23,3.1E-2,"KG","TAK"]
["454002","one.platform Płytka nośna pojedyncza z białym elementem mocującym, mechanizm",16,"BPR",1,"szt.",10,4011334160229,"EC000018","-",0.23,3.1E-2,"KG","TAK"]
["454003","mechanizmy Płytka nośna z szarym elementem mocującym 1-krotna",16,"BPR",1,"szt.",10,4011334160212,"EC000018","-",0.23,3.1E-2,"KG","NIE"]
["454004","mechanizmy Płytka nośna z zielonym elementem mocującym 1-krotna",16,"BPR",1,"szt.",10,4011334219071,"EC000018","-",0.23,2.9000000000000001E-2,"KG","NIE"]
["454101","one.platform Płytka nośna podwójna z czerwonym elementem mocującym, mechanizm",15.5,"BPR",1,"szt.",10,4011334152736,"EC000018","-",0.23,0.03,"KG","TAK"]
["454104","mechanizmy Płytka nośna z zielonym elementem mocującym 2-krotna",15.5,"BPR",1,"szt.",10,4011334164890,"EC000018","-",0.23,3.6999999999999998E-2,"KG","NIE"]
["454105","one.platform Płytka nośna podwójna z białym elementem mocującym, mechanizm",15.5,"BPR",1,"szt.",10,4011334185291,"EC000018","-",0.23,3.7999999999999999E-2,"KG","TAK"]
["454107","one.platform Płytka nośna podwójna z brązowym elementem mocującym, mechanizm",15.5,"BPR",1,"szt.",10,4011334199519,"EC000018","-",0.23,3.7999999999999999E-2,"KG","TAK"]
["454109","one.platform Płytka nośna podwójna z pomarańczowym elementem mocującym, mechanizm",15.5,"BPR",1,"szt.",10,4011334350965,"EC000018","-",0.23,0.03,"KG","NIE"]
["454201","one.platform Płytka nośna pojedyncza z czarnym elementem mocującym, mechanizm",15.5,"BER",1,"szt.",10,4011334402381,"EC000018","-",0.23,0.03,"KG","NIE"]
["454202","one.platform Płytka nośna podwójna z czarnym elementem mocującym, mechanizm",15.5,"BER",1,"szt.",10,4011334402398,"EC000018","-",0.23,2.9000000000000001E-2,"KG","NIE"]
["454402","mechanizmy Gniazdo przyłączeniowe 2 x 6/6NFF, kremowy",29.2,"BPR",1,"szt.",10,4011334195689,"EC000018","-",0.23,5.3999999999999999E-2,"KG","NIE"]
["454405","mechanizmy Gniazdo przyłączeniowe 2 x 6/6NFF, czarny",29.2,"BPR",1,"szt.",10,4011334195702,"EC000018","-",0.23,5.3999999999999999E-2,"KG","NIE"]
["454409","mechanizmy Gniazdo przyłączeniowe 2 x 6/6NFF, biały",29.2,"BPR",1,"szt.",10,4011334195696,"EC000018","-",0.23,5.3999999999999999E-2,"KG","NIE"]
["455401","one.platform Mechanizm gniazda komputerowego UAE pojedycznego (RJ45), ekranowane, kat.6, klasa E",57,"BER",1,"szt.",10,4011334437444,"EC001264","-",0.23,0.158,"KG","NIE"]
["455501","one.platform Mechanizm gniazda komputerowego UAE podwójnego (RJ45), ekranowane, kat.6, klasa E",74,"BER",1,"szt.",10,4011334437451,"EC001264","-",0.23,0.11700000000000001,"KG","NIE"]
["457205","one.platform Mechanizm gniazda głośnikowego stereofonicznego pojedyncze, antracyt",51.5,"BER",1,"szt.",10,4011334387664,"EC000018","-",0.23,5.6000000000000001E-2,"KG","TAK"]
["457209","one.platform Mechanizm gniazda głośnikowego stereofonicznego pojedyncze, biały",51.5,"BER",1,"szt.",10,4011334051176,"EC000018","-",0.23,5.7000000000000002E-2,"KG","TAK"]
["457305","one.platform Mechanizm gniazda głośnikowego stereofonicznego podwójnego, antracyt",56,"BER",1,"szt.",10,4011334387671,"EC000018","-",0.23,6.4000000000000001E-2,"KG","TAK"]
["457309","one.platform Mechanizm gniazda głośnikowego stereofonicznego podwójnego, biały",56,"BER",1,"szt.",10,4011334051190,"EC000018","-",0.23,6.5000000000000002E-2,"KG","TAK"]
["458802","mechanizmy Gniazdo przyłączeniowe UAE 8(6)/TAE 6 F+N, kremowy",55.5,"BPR",1,"szt.",10,4011334051220,"EC001264","-",0.23,5.1999999999999998E-2,"KG","NIE"]
["458805","mechanizmy Gniazdo przyłączeniowe UAE 8(6)/TAE 6 F+N, czarny",55.5,"BPR",1,"szt.",10,4011334051237,"EC001264","-",0.23,5.0999999999999997E-2,"KG","NIE"]
["458809","mechanizmy Gniazdo przyłączeniowe UAE 8(6)/TAE 6 F+N, biały",55.5,"BPR",1,"szt.",10,4011334051275,"EC001264","-",0.23,5.2999999999999999E-2,"KG","NIE"]
["459410","one.platform Mechanizm gniazda RTV 2xSAT końcowego 4-wyjściowego, zaciski śrubowe",95,"BPR",1,"szt.",10,4011334424673,"EC000439","-",0.23,0.1,"KG","TAK"]
["470030","Elementy natynkowe Gniazdo SCHUKO z podwyższoną ochroną styków, kremowy",25,"BPR",1,"szt.",10,4011334187660,"EC000125","-",0.23,0.113,"KG","NIE"]
["470039","Elementy natynkowe Gniazdo SCHUKO z podwyższoną ochroną styków, biały",29.7,"BPR",1,"szt.",10,4011334187677,"EC000125","-",0.23,0.114,"KG","NIE"]
["470040","Elementy natynkowe Gniazdo SCHUKO, kremowy",18.399999999999999,"BPR",1,"szt.",10,4011334187646,"EC000125","-",0.23,0.106,"KG","NIE"]
["470049","Elementy natynkowe Gniazdo SCHUKO, biały",21.4,"BPR",1,"szt.",10,4011334187653,"EC000125","-",0.23,0.107,"KG","NIE"]
["470105","Gniazdo do zabudowy SCHUKO z pokrywą 59,5 x 59,5 mm IP44 \"SNAP IN\" 4 mm, czarny, mat, Gniazda do zabudowy",27.5,"BPR",1,"szt.",170,4011334259022,"-","-",0.23,4.8000000000000001E-2,"KG","NIE"]
["470209","# Modul 2 Gniazdo SCHUKO z podświetleniem LED, biały - produkt wycofany z oferty",173,"BPR",1,"szt.",10,4011334355946,"-","-",0.23,9.8000000000000004E-2,"KG","NIE"]
["470309","# Modul 2 Gniazdo SCHUKO z elementem centralnym 50 x 50 mm, biały - produkt wycofany z oferty",14.1,"BPR",1,"szt.",10,4011334186335,"EC000125","-",0.23,8.6999999999999994E-2,"KG","NIE"]
["470802","# Modul 2 Gniazdo SCHUKO z wyłącznikiem różnicowo-prądowym, kremowy - produkt wycofany z oferty",544,"BPR",1,"szt.",1,4011334191476,"EC000125","-",0.23,0.16500000000000001,"KG","NIE"]
["470809","# Modul 2 Gniazdo SCHUKO z wyłącznikiem różnicowo-prądowym, biały - produkt wycofany z oferty",544,"BPR",1,"szt.",1,4011334191483,"EC000125","-",0.23,0.16500000000000001,"KG","NIE"]
["471409","Twinpoint Gniazdo SCHUKO, biały",29.5,"BPR",1,"szt.",10,4011334189015,"EC000125","-",0.23,9.7000000000000003E-2,"KG","NIE"]
["471465","Twinpoint Gniazdo SCHUKO, czarny",30.3,"BPR",1,"szt.",10,4011334189039,"EC000125","-",0.23,0.09,"KG","NIE"]
["471500","mechanizmy Gniazdo SCHUKO bez el. centralnego",11.1,"BPR",1,"szt.",10,4011334151128,"EC000125","-",0.23,6.9000000000000006E-2,"KG","NIE"]
["471501","IP44 Gniazdo SCHUKO z pokrywą, brązowy, p/t",49.1,"BPR",1,"szt.",10,4011334141495,"EC000125","-",0.23,0.11,"KG","NIE"]
["471509","IP44 Gniazdo SCHUKO z pokrywą, biały, p/t",39.4,"BPR",1,"szt.",10,4011334229223,"EC000125","-",0.23,0.109,"KG","NIE"]
["471601","IP44 Gniazdo SCHUKO z pokrywą z podwyższoną ochroną styków, brązowy, p/t",53,"BPR",1,"szt.",10,4011334228660,"EC000125","-",0.23,0.108,"KG","NIE"]
["471609","IP44 Gniazdo SCHUKO z pokrywą z podwyższoną ochroną styków, biały, p/t",45.2,"BPR",1,"szt.",10,4011334228677,"EC000125","-",0.23,0.113,"KG","NIE"]
["471801","IP44 Gniazdo SCHUKO z pokrywą i ramką, brązowy, p/t",86,"BPR",1,"szt.",10,4011334141396,"EC000125","-",0.23,0.14899999999999999,"KG","NIE"]
["471809","IP44 Gniazdo SCHUKO z pokrywą i ramką, biały, p/t",70,"BPR",1,"szt.",10,4011334229230,"EC000125","-",0.23,0.13700000000000001,"KG","NIE"]
["471901","IP44 Gniazdo SCHUKO z pokrywą i polem opisowym, brązowy, p/t",58.5,"BPR",1,"szt.",10,4011334229261,"EC000125","-",0.23,0.111,"KG","NIE"]
["471909","IP44 Gniazdo SCHUKO z pokrywą i polem opisowym, biały, p/t",47.4,"BPR",1,"szt.",10,4011334229254,"EC000125","-",0.23,0.112,"KG","NIE"]
["472002","# Modul 2 Gniazdo SCHUKO w kombinacji 2-krotnej z ramką Modul 2, kremowy - produkt wycofany z oferty",44.1,"BPR",1,"szt.",5,4011334250722,"EC000125","-",0.23,0.251,"KG","NIE"]
["472009","# Modul 2 Gniazdo SCHUKO w kombinacji 2-krotnej z ramką Modul 2, biały - produkt wycofany z oferty",44.1,"BPR",1,"szt.",5,4011334250739,"EC000125","-",0.23,0.23799999999999999,"KG","NIE"]
["472130","Elementy natynkowe Gniazdo podwójne SCHUKO z podwyższoną ochrona styków, kremowy, połysk",46.3,"BPR",1,"szt.",10,4011334186229,"EC000125","-",0.23,0.14699999999999999,"KG","NIE"]
["472139","Elementy natynkowe Gniazdo podwójne SCHUKO z podwyższoną ochrona styków, biały, połysk",47.1,"BPR",1,"szt.",10,4011334186922,"EC000125","-",0.23,0.152,"KG","NIE"]
["472140","Elementy natynkowe Gniazdo podwójne SCHUKO, kremowy, połysk",29.7,"BPR",1,"szt.",10,4011334167945,"EC000125","-",0.23,0.14099999999999999,"KG","NIE"]
["472149","Elementy natynkowe Gniazdo podwójne SCHUKO, biały, połysk",30.5,"BPR",1,"szt.",10,4011334167952,"EC000125","-",0.23,0.14199999999999999,"KG","NIE"]
["472202","# Modul 2 Gniazdo SCHUKO komplet, kremowy - produkt wycofany z oferty",21.1,"BPR",1,"szt.",10,4011334141976,"EC000125","-",0.23,0.10299999999999999,"KG","NIE"]
["472209","# Modul 2 Gniazdo SCHUKO komplet, biały - produkt wycofany z oferty",21.1,"BPR",1,"szt.",10,4011334151234,"EC000125","-",0.23,0.105,"KG","NIE"]
["472302","# Modul 2 Gniazdo SCHUKO, kremowy - produkt wycofany z oferty",19.899999999999999,"BPR",1,"szt.",10,4011334141761,"EC000125","-",0.23,9.6000000000000002E-2,"KG","NIE"]
["472303","# Modul 2 Gniazdo SCHUKO, zielony - produkt wycofany z oferty",34.4,"BPR",1,"szt.",10,4011334141792,"EC000125","-",0.23,9.6000000000000002E-2,"KG","NIE"]
["472304","# Modul 2 Gniazdo SCHUKO, pomarańczowy - produkt wycofany z oferty",34.4,"BPR",1,"szt.",10,4011334141808,"EC000125","-",0.23,9.4E-2,"KG","NIE"]
["472309","# Modul 2 Gniazdo SCHUKO, biały - produkt wycofany z oferty",19.899999999999999,"BPR",1,"szt.",10,4011334151241,"EC000125","-",0.23,9.2999999999999999E-2,"KG","NIE"]
["472702","# Modul 2 Gniazdo SCHUKO 45°, kremowy - produkt wycofany z oferty",18.7,"BPR",1,"szt.",10,4011334171904,"EC000125","-",0.23,8.6999999999999994E-2,"KG","NIE"]
["472709","# Modul 2 Gniazdo SCHUKO 45°, biały - produkt wycofany z oferty",18.7,"BPR",1,"szt.",10,4011334171911,"EC000125","-",0.23,8.3000000000000004E-2,"KG","NIE"]
["472902","# Modul 2 Gniazdo podwójne SCHUKO komplet, kremowy - produkt wycofany z oferty",42.4,"BPR",1,"szt.",10,4011334186243,"EC000125","-",0.23,0.155,"KG","NIE"]
["472909","# Modul 2 Gniazdo podwójne SCHUKO komplet, biały - produkt wycofany z oferty",42.4,"BPR",1,"szt.",10,4011334186250,"EC000125","-",0.23,0.157,"KG","NIE"]
["473575","Twinpoint Gniazdo SCHUKO obracane z pokrywą, czarny",52.5,"BPR",1,"szt.",10,4011334187875,"EC000125","-",0.23,0.105,"KG","NIE"]
["474202","# Modul 2 Gniazdo SCHUKO komplet, kremowy - produkt wycofany z oferty",15,"BPR",1,"szt.",10,4011334030041,"EC000125","-",0.23,5.0999999999999997E-2,"KG","NIE"]
["474209","# Modul 2 Gniazdo SCHUKO komplet, biały - produkt wycofany z oferty",15,"BPR",1,"szt.",10,4011334145356,"EC000125","-",0.23,5.0999999999999997E-2,"KG","NIE"]
["474302","# Modul 2 Gniazdo SCHUKO, kremowy - produkt wycofany z oferty",13.9,"BPR",1,"szt.",10,4011334030058,"EC000125","-",0.23,9.4E-2,"KG","NIE"]
["474303","# Modul 2 Gniazdo SCHUKO, zielony - produkt wycofany z oferty",28.4,"BPR",1,"szt.",10,4011334141778,"EC000125","-",0.23,9.4E-2,"KG","NIE"]
["474304","# Modul 2 Gniazdo SCHUKO, pomarańczowy - produkt wycofany z oferty",28.4,"BPR",1,"szt.",10,4011334141785,"EC000125","-",0.23,9.5000000000000001E-2,"KG","NIE"]
["474305","# Modul 2 Gniazdo SCHUKO, czerwony - produkt wycofany z oferty",28.4,"BPR",1,"szt.",10,4011334153030,"EC000125","-",0.23,9.6000000000000002E-2,"KG","NIE"]
["474309","# Modul 2 Gniazdo SCHUKO, biały - produkt wycofany z oferty",13.9,"BPR",1,"szt.",10,4011334145271,"EC000125","-",0.23,9.4E-2,"KG","NIE"]
["474313","# Modul 2 Gniazdo SCHUKO z nadrukiem 'SV', zielony - produkt wycofany z oferty",30.7,"BPR",1,"szt.",10,4011334153047,"EC000125","-",0.23,9.4E-2,"KG","NIE"]
["474314","# Modul 2 Gniazdo SCHUKO z nadrukiem 'ZSV', pomarańczowy - produkt wycofany z oferty",30.7,"BPR",1,"szt.",10,4011334153054,"EC000125","-",0.23,9.5000000000000001E-2,"KG","NIE"]
["474402","# Modul 2 Gniazdo SCHUKO z pokrywą, kremowy - produkt wycofany z oferty",29.4,"BPR",1,"szt.",10,4011334141952,"EC000125","-",0.23,9.2999999999999999E-2,"KG","NIE"]
["474409","# Modul 2 Gniazdo SCHUKO z pokrywą, biały - produkt wycofany z oferty",29.4,"BPR",1,"szt.",10,4011334151371,"EC000125","-",0.23,9.9000000000000005E-2,"KG","NIE"]
["474449","# Modul 2 Gniazdo SCHUKO z pokrywą i wyczuwalnym symbolem, biały - produkt wycofany z oferty",42.9,"BPR",1,"szt.",10,4011334195412,"EC000125","-",0.23,0.09,"KG","NIE"]
["474520","Serie 1930/Glas Gniazdo SCHUKO, samozaciski, biały",59,"BPR",1,"szt.",10,4011334215257,"EC000125","-",0.23,8.2000000000000003E-2,"KG","TAK"]
["474521","Serie 1930/Glas Gniazdo SCHUKO, samozaciski, czarny",59,"BPR",1,"szt.",10,4011334215264,"EC000125","-",0.23,8.4000000000000005E-2,"KG","TAK"]
["474602","# Modul 2 Gniazdo SCHUKO z pokrywą i polem opisowym, z podwyższoną ochroną styków, kremowy - produkt wycofany z oferty",37.1,"BPR",1,"szt.",10,4011334141969,"EC000125","-",0.23,9.5000000000000001E-2,"KG","NIE"]
["474609","# Modul 2 Gniazdo SCHUKO z pokrywą i polem opisowym, z podwyższoną ochroną styków, biały - produkt wycofany z oferty",37.1,"BPR",1,"szt.",10,4011334151425,"EC000125","-",0.23,9.5000000000000001E-2,"KG","NIE"]
["474902","# Modul 2 Gniazdo SCHUKO z polem opisowym, kremowy - produkt wycofany z oferty",21.6,"BPR",1,"szt.",10,4011334141815,"EC000125","-",0.23,9.4E-2,"KG","NIE"]
["474903","# Modul 2 Gniazdo SCHUKO z polem opisowym, zielony - produkt wycofany z oferty",36.299999999999997,"BPR",1,"szt.",10,4011334141822,"EC000125","-",0.23,9.4E-2,"KG","NIE"]
["474904","# Modul 2 Gniazdo SCHUKO z polem opisowym, pomarańczowy - produkt wycofany z oferty",36.299999999999997,"BPR",1,"szt.",10,4011334141839,"EC000125","-",0.23,9.4E-2,"KG","NIE"]
["474905","# Modul 2 Gniazdo SCHUKO z polem opisowym, czerwony - produkt wycofany z oferty",36.299999999999997,"BPR",1,"szt.",10,4011334153023,"EC000125","-",0.23,9.4E-2,"KG","NIE"]
["474909","# Modul 2 Gniazdo SCHUKO z polem opisowym, biały - produkt wycofany z oferty",21.6,"BPR",1,"szt.",10,4011334151456,"EC000125","-",0.23,9.4E-2,"KG","NIE"]
["474915","# Modul 2 Gniazdo SCHUKO z nadrukiem \"EDV\" i polem opisowym, czerwony - produkt wycofany z oferty",38.9,"BPR",1,"szt.",10,4011334199090,"EC000125","-",0.23,9.4E-2,"KG","NIE"]
["475402","# Modul 2 Gniazdo podwójne SCHUKO komplet, kremowy - produkt wycofany z oferty",30,"BPR",1,"szt.",10,4011334168003,"EC000125","-",0.23,0.15,"KG","NIE"]
["475409","# Modul 2 Gniazdo podwójne SCHUKO komplet, biały - produkt wycofany z oferty",30,"BPR",1,"szt.",10,4011334168010,"EC000125","-",0.23,0.14399999999999999,"KG","NIE"]
["475501","Serie 1930/Glas Gniazdo SCHUKO z podwyższoną ochroną styków, samozaciski, czarny",67,"BPR",1,"szt.",10,4011334171867,"EC000125","-",0.23,8.1000000000000003E-2,"KG","NIE"]
["475602","# Modul 2 Gniazdo SCHUKO z polem opisowym z podwyższoną ochroną styków, kremowy - produkt wycofany z oferty",27.7,"BPR",1,"szt.",10,4011334177920,"EC000125","-",0.23,9.6000000000000002E-2,"KG","NIE"]
["475609","# Modul 2 Gniazdo SCHUKO z polem opisowym z podwyższoną ochroną styków, biały - produkt wycofany z oferty",27.7,"BPR",1,"szt.",10,4011334177937,"EC000125","-",0.23,9.2999999999999999E-2,"KG","NIE"]
["476301","IP44 Gniazdo SCHUKO z pokrywą z zamkiem, brązowy, p/t",164,"BPR",1,"szt.",1,4011334228691,"EC000125","-",0.23,0.13900000000000001,"KG","NIE"]
["476309","IP44 Gniazdo SCHUKO z pokrywą z zamkiem, biały, p/t",154,"BPR",1,"szt.",1,4011334228707,"EC000125","-",0.23,0.14799999999999999,"KG","NIE"]
["476413","# Modul 2 Gniazdo SCHUKO z lampką kontrolną, polem opisowym i nadrukiem 'SV', zielony - produkt wycofany z oferty",70,"BPR",1,"szt.",10,4011334358008,"-","-",0.23,8.7999999999999995E-2,"KG","NIE"]
["476414","# Modul 2 Gniazdo SCHUKO z lampką kontrolną i polem opisowym z podwyższoną ochroną styków, pomarańczowy - produkt wycofany z oferty",70,"BPR",1,"szt.",10,4011334357995,"-","-",0.23,8.7999999999999995E-2,"KG","NIE"]
["476489","# Modul 2 Gniazdo SCHUKO z lampką kontrolną, polem opisowym i nadrukiem 'ZSV', biały - produkt wycofany z oferty",51.5,"BPR",1,"szt.",10,4011334355380,"-","-",0.23,8.7999999999999995E-2,"KG","NIE"]
["476602","# Modul 2 Gniazdo potrójne SCHUKO komplet, kremowy - produkt wycofany z oferty",61.5,"BPR",1,"szt.",5,4011334181156,"EC000125","-",0.23,0.219,"KG","NIE"]
["476609","# Modul 2 Gniazdo potrójne SCHUKO komplet, biały - produkt wycofany z oferty",61.5,"BPR",1,"szt.",5,4011334181163,"EC000125","-",0.23,0.22600000000000001,"KG","NIE"]
["478649","# Modul 2 Gniazdo SCHUKO z pokrywą i wyczuwalnym symbolem, biały - produkt wycofany z oferty",37.200000000000003,"BPR",1,"szt.",10,4011334197591,"EC000125","-",0.23,9.4E-2,"KG","NIE"]
["478816","Gniazdo do zabudowy SCHUKO z Element centralnym Ø 50 mm \"SNAP IN\" 3 mm, jasnoszary, mat",19,"BPR",1,"szt.",200,4011334255970,"-","-",0.23,2.8000000000000001E-2,"KG","NIE"]
["478819","Gniazdo do zabudowy SCHUKO z Element centralnym Ø 50 mm \"SNAP IN\" 3 mm, biały, mat",19,"BPR",1,"szt.",200,4011334252603,"EC000125","-",0.23,2.5999999999999999E-2,"KG","NIE"]
["502549","Akcesoria osprzęt Łącznik klawiszowy żaluzjowy, biały, połysk, n/t",75.5,"BPR",1,"szt.",10,4011334286097,"-","-",0.23,0.1,"KG","NIE"]
["503101","one.platform Łącznik 1-klawiszowy przyciskowy, zestyk zwierny z 2 odseparowanymi zestykami zgłoszeniowymi, mechanizm, samozaciski",35.1,"BPR",1,"szt.",10,4011334030300,"EC000029","-",0.23,6.9000000000000006E-2,"KG","TAK"]
["503150","mechanizmy Łącznik klawiszowy przyciskowy do montażu w ścianach pustych",23.1,"BPR",1,"szt.",10,4011334238836,"EC000029","-",0.23,5.8000000000000003E-2,"KG","NIE"]
["503203","one.platform Łącznik 1-klawiszowy przyciskowy, 1 zestyk zwierny, 1 zestyk rozwierny, rozdzielne zaciski wejściowe, mechanizm, samozaciski",57,"BPR",1,"szt.",10,4011334030430,"EC000029","-",0.23,7.0000000000000007E-2,"KG","NIE"]
["503501","one.platform Łącznik 2-klawiszowy przyciskowy, 1 zestyk zwierny, 1 zestyk rozwierny, rozdzielne zaciski wejściowe, mechanizm, samozaciski",40.9,"BPR",1,"szt.",10,4011334030454,"EC000029","-",0.23,7.0999999999999994E-2,"KG","NIE"]
["504101","ISO-Panzer IP44 Łącznik klawiszowy przyciskowy z czerwoną soczewką i 4 dołączonymi symbolami, ciemnoszary/żółty",105,"BPR",1,"szt.",1,4011334030522,"EC000029","-",0.23,0.185,"KG","NIE"]
["505101","mechanizmy Łącznik przyciskowy do nasadki na kartę hotelową 16 A, z 2 oddzielnymi stykami zgłoszeniowymi",35.1,"BPR",1,"szt.",10,4011334237723,"EC000029","-",0.23,6.9000000000000006E-2,"KG","NIE"]
["505102","mechanizmy Łącznik klawiszowy przyciskowy do nasadki na kartę hotelową",23.1,"BPR",1,"szt.",10,4011334288978,"EC000029","-",0.23,7.1999999999999995E-2,"KG","NIE"]
["505103","one.platform Łącznik klawiszowy przyciskowy do nasadki na kartę hotelową, zestyk zwierny, 2 A, mechanizm, samozaciski",36.6,"BPR",1,"szt.",10,4011334288985,"EC000029","-",0.23,6.7000000000000004E-2,"KG","TAK"]
["505201","mechanizmy Łącznik klawiszowy przyciskowy do nasadki na kartę hotelową",58.5,"BPR",1,"szt.",10,4011334288992,"EC000029","-",0.23,6.9000000000000006E-2,"KG","NIE"]
["505203","mechanizmy Łącznik przyciskowy do nasadki na kartę hotelową 16 A, 1 styk zwierny, 1 rozwierny",58.5,"BPR",1,"szt.",10,4011334237730,"EC000029","-",0.23,7.0000000000000007E-2,"KG","NIE"]
["505601","one.platform Łącznik klawiszowy przyciskowy do nasadki na kartę hotelową, zestyk zmienny, 2 A, mechanizm, samozaciski",23.9,"BPR",1,"szt.",10,4011334289005,"EC000029","-",0.23,6.7000000000000004E-2,"KG","TAK"]
["510040","Elementy natynkowe Łącznik i sygnalizator świetlny E10, kremowy",33.5,"BPR",1,"szt.",10,4011334030744,"EC000064","-",0.23,0.10100000000000001,"KG","NIE"]
["510102","# Modul 2 Stiegenhaustaster E10 komplett Schließer Modul 2 weiß, glänzend, kremowy, połysk - produkt wycofany z oferty",55,"BPR",1,"szt.",10,4011334169000,"EC000029","-",0.23,0.1,"KG","NIE"]
["510110","one.platform Łącznik i sygnalizator świetlny E10, zestyk zwierny, z oddzielnymi zestykami zgłoszeniowymi, mechanizm, zaciski śrubowe",27.6,"BPR",1,"szt.",10,4011334155799,"EC000064","-",0.23,6.8000000000000005E-2,"KG","NIE"]
["510401","Serie 1930/Glas Łącznik i sygnalizator świetlny E10 z elementem centralnym, czarny",110,"BPR",1,"szt.",1,4011334030812,"EC000064","-",0.23,9.5000000000000001E-2,"KG","TAK"]
["513040","Elementy natynkowe Sygnalizator świetlny E14, kremowy",43.4,"BPR",1,"szt.",10,4011334030867,"EC000064","-",0.23,9.5000000000000001E-2,"KG","NIE"]
["513102","mechanizmy Sygnalizator świetlny E14",27.8,"BPR",1,"szt.",10,4011334030898,"EC000064","-",0.23,8.1000000000000003E-2,"KG","NIE"]
["531601","Akcesoria osprzęt Jarzeniówka E10",8.6,"BER",1,"szt.",10,5907561800320,"-","-",0.23,2E-3,"KG","TAK"]
["531884","Akcesoria osprzęt Zestaw uszczelek dla gniazd z uziemieniem z pokrywą",3.4,"BER",1,"szt.",10,5907561801563,"-","-",0.23,6.0000000000000001E-3,"KG","TAK"]
["533023","one.platform Łącznik 3-klawiszowy, 3-krotny, mechanizm, zaciski śrubowe",54,"BER",1,"szt.",10,4011334430209,"-","-",0.23,9.1999999999999998E-2,"KG","TAK"]
["533031","one.platform Łącznik 1-klawiszowy, 1-biegunowy, mechanizm, samozaciski",10.5,"BER",1,"szt.",10,4011334430063,"-","-",0.23,6.7000000000000004E-2,"KG","TAK"]
["533032","one.platform Łącznik 1-klawiszowy, 2-biegunowy, mechanizm, samozaciski",24.1,"BER",1,"szt.",10,4011334430100,"-","-",0.23,7.0000000000000007E-2,"KG","TAK"]
["533035","one.platform Łącznik 2-klawiszowy, seryjny (świecznikowy), mechanizm, samozaciski",13.7,"BER",1,"szt.",10,4011334430056,"-","-",0.23,6.9000000000000006E-2,"KG","TAK"]
["533036","one.platform Łącznik 1-klawiszowy, uniwersalny (schodowy), mechanizm, samozaciski",13.1,"BER",1,"szt.",10,4011334430049,"-","-",0.23,6.8000000000000005E-2,"KG","TAK"]
["533037","one.platform Łącznik 1-klawiszowy, krzyżowy, mechanizm, samozaciski",20,"BER",1,"szt.",10,4011334430087,"-","-",0.23,7.0000000000000007E-2,"KG","TAK"]
["533841","mechanizmy Łącznik żaluzjowy obrotowy, 1-biegunowy",43.8,"BER",1,"szt.",1,5907561800559,"-","-",0.23,7.8E-2,"KG","TAK"]
["533842","one.platform Łącznik żaluzjowy obrotowy, 2-biegunowy, mechanizm, zaciski śrubowe",53.5,"BER",1,"szt.",1,5907561800566,"-","-",0.23,7.8E-2,"KG","TAK"]
["534538","one.platform Mechanizm gniazda telefonicznego UAE pojedynczego (RJ11, RJ12, RJ45), kat. 3",37.6,"BER",1,"szt.",1,5907561801136,"-","-",0.23,5.3999999999999999E-2,"KG","TAK"]
["534539","one.platform Mechanizm gniazda telefonicznego UAE podwójnego (RJ11, RJ12, RJ45), kat. 3",48.8,"BER",1,"szt.",1,5907561812286,"-","-",0.23,0.06,"KG","TAK"]
["534554","one.platform Mechanizm gniazda komputerowego UAE pojedynczego (RJ45), ekranowane, kat. 5e",60.5,"BER",1,"szt.",1,5907561812330,"-","-",0.23,0.13100000000000001,"KG","TAK"]
["534555","one.platform Mechanizm gniazda komputerowego UAE podwójnego (RJ45), ekranowane, kat. 5e",78.5,"BER",1,"szt.",1,5907561812347,"-","-",0.23,0.13600000000000001,"KG","TAK"]
["534556","mechanizmy Gniazdo przyłączeniowe UAE 8(6)-biegunowe kat. 3",37.6,"BER",1,"szt.",1,5907561800672,"-","-",0.23,4.8000000000000001E-2,"KG","TAK"]
["534576","one.platform Mechanizm gniazda komputerowego UAE podwójego (RJ11, RJ12, RJ45), kat. 5e",74,"BER",1,"szt.",1,5907561812392,"-","-",0.23,0.155,"KG","TAK"]
["535031","one.platform Łącznik 1-klawiszowy przyciskowy, zestyk zwierny, mechanizm, samozaciski",13.5,"BER",1,"szt.",10,4011334430070,"-","-",0.23,6.7000000000000004E-2,"KG","TAK"]
["535035","one.platform Łącznik 2-klawiszowy przyciskowy, 2 zestyki zwierne wspólne zaciski wejściowe, mechanizm, samozaciski",19.600000000000001,"BER",1,"szt.",10,4011334430179,"-","-",0.23,6.9000000000000006E-2,"KG","TAK"]
["535036","one.platform Łącznik 1-klawiszowy przyciskowy, zestyk zmienny, mechanizm, samozaciski",18.600000000000001,"BER",1,"szt.",10,4011334449171,"-","-",0.23,6.9000000000000006E-2,"KG","TAK"]
["535101","one.platform Łącznik i sygnalizator świetlny E10, zestyk zwierny, mechanizm, zaciski śrubowe",22.4,"BER",1,"szt.",1,5907561800689,"-","-",0.23,0.06,"KG","NIE"]
["558001","System połączeniowy Gniazdo CEE n/t 16 A z pokrywą, 5-biegunowe, jasnoszary",212,"BPR",1,"szt.",5,4011334333210,"EC001318","-",0.23,0.35199999999999998,"KG","NIE"]
["558101","System połączeniowy Gniazdo CEE n/t 16 A z pokrywą, 3-biegunowe, jasnoszary",202,"BPR",1,"szt.",5,4011334333227,"EC001318","-",0.23,0.33300000000000002,"KG","NIE"]
["558201","System połączeniowy Gniazdo CEE n/t 32 A z pokrywą, 5-biegunowe, jasnoszary",272,"BPR",1,"szt.",5,4011334333234,"EC001318","-",0.23,0.45400000000000001,"KG","NIE"]
["568001","System połączeniowy Gniazdo CEE p/t 16 A z pokrywą, 5-biegunowe, biały",205,"BPR",1,"szt.",5,4011334333241,"EC001318","-",0.23,0.315,"KG","NIE"]
["568101","System połączeniowy Gniazdo CEE do zabudowy 16 A z pokrywą, 3-biegunowe, biały",187,"BPR",1,"szt.",5,4011334333258,"EC001318","-",0.23,0.22600000000000001,"KG","NIE"]
["568201","System połączeniowy Gniazdo CEE p/t 32 A z pokrywą, 5-biegunowe, biały",264,"BPR",1,"szt.",5,4011334333265,"EC001318","-",0.23,0.38900000000000001,"KG","NIE"]
["568301","System połączeniowy Gniazdo CEE do zabudowy 32 A z pokrywą, 5-biegunowe, biały",253,"BPR",1,"szt.",5,4011334333272,"EC001318","-",0.23,0.30299999999999999,"KG","NIE"]
["568401","System połączeniowy Gniazdo CEE p/t 16 A z pokrywą, 3-biegunowe, biały",198,"BPR",1,"szt.",5,4011334333289,"EC001318","-",0.23,0.311,"KG","NIE"]
["578001","System połączeniowy Wtyczka kątowa CEE 5-biegunowa 16 A, szary/czerwony, System połączeniowy",166,"BPR",1,"szt.",10,4011334333296,"EC000140","-",0.23,0.20799999999999999,"KG","NIE"]
["578101","System połączeniowy Wtyczka kątowa CEE 3-biegunowa 16 A, szary/niebieski",151,"BPR",1,"szt.",10,4011334333302,"EC000140","-",0.23,0.125,"KG","NIE"]
["578201","System połączeniowy Wtyczka kątowa CEE 5-biegunowa 32 A, szary/czerwony, System połączeniowy",202,"BPR",1,"szt.",10,4011334333319,"EC000140","-",0.23,0.27,"KG","NIE"]
["578301","System połączeniowy Wtyczka kątowa CEE 3-biegunowa 32 A, szary/niebieski, System połączeniowy",198,"BPR",1,"szt.",10,4011334333326,"EC000140","-",0.23,0.23100000000000001,"KG","NIE"]
["578401","System połączeniowy Gniazdo CEE n/t 32A z pokrywą, 3-biegunowe, jasnoszary",257,"BPR",1,"szt.",5,4011334333333,"EC001318","-",0.23,0.41099999999999998,"KG","NIE"]
["578501","System połączeniowy Gniazdo CEE do zabudowy 16 A z pokrywą, 5-biegunowe, biały",196,"BPR",1,"szt.",5,4011334333340,"EC001318","-",0.23,0.23300000000000001,"KG","NIE"]
["578601","System połączeniowy Gniazdo CEE p/t 32A z pokrywą, 3-biegunowe, biały",257,"BPR",1,"szt.",5,4011334333357,"EC001318","-",0.23,0.34899999999999998,"KG","NIE"]
["616160","# Modul 2 Gniazdo 3-krotne bez uziemienia komplet, kremowy - produkt wycofany z oferty",53,"BPR",1,"szt.",5,4011334061632,"EC000125","-",0.23,0.13200000000000001,"KG","NIE"]
["634702","# Modul 2 Gniazdo standard Brytyjski z łącznikiem i podwyższonym zabezpieczeniem styków, kremowy - produkt wycofany z oferty",107,"BPR",1,"szt.",10,4011334311065,"EC000125","-",0.23,0.107,"KG","NIE"]
["634709","# Modul 2 Gniazdo standard Brytyjski z łącznikiem i podwyższonym zabezpieczeniem styków, biały - produkt wycofany z oferty",107,"BPR",1,"szt.",10,4011334311072,"EC000125","-",0.23,0.107,"KG","NIE"]
["7429635","Gniazda do zabudowy Gniazdo SCHUKO do zabudowy z Element centralnym 50x60 mm IP44, niebieski",29.3,"BPR",1,"szt.",10,4011334052487,"EC000125","-",0.23,5.5E-2,"KG","NIE"]
["8182611","Integro Ramka 2-krotna, brązowy, mat",11.1,"BPR",1,"szt.",100,4011334052685,"-","-",0.23,1.2999999999999999E-2,"KG","NIE"]
["8182615","Integro Ramka 2-krotna, czarny, mat",11.1,"BPR",1,"szt.",100,4011334052708,"-","-",0.23,1.2999999999999999E-2,"KG","NIE"]
["8182619","Integro Ramka 2-krotna, biały, połysk",11.1,"BPR",1,"szt.",100,4011334052715,"-","-",0.23,1.4999999999999999E-2,"KG","NIE"]
["8182701","Integro Ramka 1-krotna, brązowy, mat",4.7,"BPR",1,"szt.",200,4011334052722,"-","-",0.23,8.0000000000000002E-3,"KG","NIE"]
["8182705","Integro Ramka 1-krotna, czarny, mat",4.7,"BPR",1,"szt.",200,4011334052746,"-","-",0.23,8.0000000000000002E-3,"KG","NIE"]
["8182707","Integro Ramka 1-krotna, szary, połysk",4.7,"BPR",1,"szt.",200,4011334052753,"-","-",0.23,8.0000000000000002E-3,"KG","NIE"]
["8182709","Integro Ramka 1-krotna, biały, połysk",4.7,"BPR",1,"szt.",200,4011334052760,"-","-",0.23,8.0000000000000002E-3,"KG","NIE"]
["8182801","Integro Ramka 1-krotna, brązowy, mat",11.3,"BPR",1,"szt.",200,4011334052791,"-","-",0.23,1.6E-2,"KG","NIE"]
["8182805","Integro Ramka 1-krotna, czarny, mat",11.3,"BPR",1,"szt.",200,4011334052814,"-","-",0.23,1.4999999999999999E-2,"KG","NIE"]
["8182807","Integro Ramka 1-krotna, szary, połysk",11.3,"BPR",1,"szt.",200,4011334146803,"-","-",0.23,1.6E-2,"KG","NIE"]
["8182809","Integro Ramka 1-krotna, biały, połysk",11.3,"BPR",1,"szt.",200,4011334052821,"-","-",0.23,1.6E-2,"KG","NIE"]
["8183601","Integro Flow Pierścień mocujący, ciemnoszary",2.9,"BPR",1,"szt.",200,4011334168164,"EC002328","-",0.23,7.0000000000000001E-3,"KG","NIE"]
["8183602","Integro Flow Pierścień mocujący, biały",2.9,"BPR",1,"szt.",200,4011334168171,"EC002328","-",0.23,7.0000000000000001E-3,"KG","NIE"]
["8183701","Integro Puszka do pierścienia mocującego Ø 58 mm, szary, mechanizm",5.0999999999999996,"BPR",1,"szt.",200,4011334165460,"EC002601","-",0.23,8.9999999999999993E-3,"KG","NIE"]
["8365101","Integro Łącznik klawiszowy, 1-biegunowy, brązowy, mat, mechanizm",25,"BPR",1,"szt.",200,4011334052869,"-","-",0.23,2.5999999999999999E-2,"KG","NIE"]
["8365105","Integro Łącznik klawiszowy, 1-biegunowy, czarny, mat, mechanizm",25,"BPR",1,"szt.",200,4011334052883,"-","-",0.23,2.5999999999999999E-2,"KG","NIE"]
["8365109","Integro Łącznik klawiszowy, 1-biegunowy, biały, połysk, mechanizm",25,"BPR",1,"szt.",200,4011334052890,"-","-",0.23,2.8000000000000001E-2,"KG","NIE"]
["8418505","Integro Gniazdo SCHUKO, czarny, mat mechanizm",14.5,"BPR",1,"szt.",200,4011334052951,"-","-",0.23,3.6999999999999998E-2,"KG","NIE"]
["8418525","Integro Flow Gniazdo SCHUKO 45°, mechanizm, czarny, mat",14.5,"BPR",1,"szt.",200,4011334154167,"EC000125","-",0.23,3.7999999999999999E-2,"KG","NIE"]
["8418855","Gniazdo do zabudowy SCHUKO z Element centralnym Ø 50 mm \"SNAP IN\" 2 mm, czarny, mat",19,"BPR",1,"szt.",200,4011334193531,"-","-",0.23,0.02,"KG","NIE"]
["8429615","Gniazdo do zabudowy SCHUKO z pokrywą 50 x 60 mm IP44, niebieski, Gniazda do zabudowy",29.3,"BPR",1,"szt.",200,4011334161172,"-","-",0.23,5.2999999999999999E-2,"KG","NIE"]
["8429634","Gniazdo do zabudowy SCHUKO z pokrywą 50 x 60 mm IP44, antracyt, Gniazda do zabudowy",29.3,"BPR",1,"szt.",200,4011334303107,"-","-",0.23,4.9000000000000002E-2,"KG","NIE"]
["8429636","Gniazdo do zabudowy SCHUKO z pokrywą 50 x 60 mm IP44, czarny, połysk, Gniazda do zabudowy",29.3,"BPR",1,"szt.",200,4011334176299,"-","-",0.23,0.05,"KG","NIE"]
["8429646","Gniazdo do zabudowy SCHUKO z pokrywą 59,5 x 59,5 mm IP44 \"SNAP-IN\"2 mm 3 mm, czarny, mat, Gniazda do zabudowy",29.7,"BPR",1,"szt.",180,4011334238010,"-","-",0.23,4.2999999999999997E-2,"KG","NIE"]
["8452109","Integro Zaślepka, biały, połysk",7,"BPR",1,"szt.",200,4011334233732,"EC000018","-",0.23,0.02,"KG","NIE"]
["8452126","Mobil R Zaślepka, szary, mat",8,"BPR",1,"szt.",200,4011334168690,"-","-",0.23,1.2999999999999999E-2,"KG","NIE"]
["9103202","System 42 V Ramka natynkowa z pierścieniem zaciskowym, kremowy",10,"BPR",1,"szt.",10,4011334149125,"EC000080","-",0.23,0.03,"KG","NIE"]
["9103209","System 42 V Ramka natynkowa z pierścieniem zaciskowym, biały",10,"BPR",1,"szt.",10,4011334149132,"EC000080","-",0.23,3.2000000000000001E-2,"KG","NIE"]
["9115101","Integro Puszka natynkowa 1-krotna wysoka, brązowy, połysk",20.8,"BPR",1,"szt.",10,4011334149880,"EC000080","-",0.23,4.3999999999999997E-2,"KG","NIE"]
["9115105","Integro Puszka natynkowa 1-krotna wysoka, czarny, połysk",20.8,"BPR",1,"szt.",10,4011334149897,"EC000080","-",0.23,4.2000000000000003E-2,"KG","NIE"]
["9115107","Integro Puszka natynkowa 1-krotna wysoka, szary, połysk",20.8,"BPR",1,"szt.",10,4011334149903,"EC000080","-",0.23,4.3999999999999997E-2,"KG","NIE"]
["9115109","Integro Puszka natynkowa 1-krotna wysoka, biały, połysk",20.8,"BPR",1,"szt.",10,4011334149910,"EC000080","-",0.23,4.2000000000000003E-2,"KG","TAK"]
["9115221","Integro Puszka natynkowa 1-krotna płaska, brązowy, połysk",14.7,"BPR",1,"szt.",10,4011334186144,"EC000080","-",0.23,2.3E-2,"KG","NIE"]
["9115225","Integro Puszka natynkowa 1-krotna płaska, czarny, połysk",14.7,"BPR",1,"szt.",10,4011334165149,"EC000080","-",0.23,2.1000000000000001E-2,"KG","NIE"]
["9115229","Integro Puszka natynkowa 1-krotna płaska, biały, połysk",14.7,"BPR",1,"szt.",10,4011334165132,"EC000080","-",0.23,2.1999999999999999E-2,"KG","NIE"]
["9115255","Integro Puszka natynkowa 1-krotna płaska, czarny, połysk",15.4,"BPR",1,"szt.",10,4011334201687,"EC000080","-",0.23,2.3E-2,"KG","NIE"]
["9115259","Integro Puszka natynkowa 1-krotna płaska, biały, połysk",15.4,"BPR",1,"szt.",10,4011334201694,"EC000080","-",0.23,2.4E-2,"KG","NIE"]
["9115265","Integro Puszka natynkowa 1-krotna płaska, czarny, połysk",16.399999999999999,"BPR",1,"szt.",10,4011334201700,"EC000080","-",0.23,2.7E-2,"KG","NIE"]
["9115269","Integro Puszka natynkowa 1-krotna płaska, biały, połysk",16.399999999999999,"BPR",1,"szt.",10,4011334201717,"EC000080","-",0.23,2.7E-2,"KG","NIE"]
["9181907","Integro Ramka 3-krotna, szary, połysk",14.5,"BPR",1,"szt.",2,4011334146353,"EC000007","-",0.23,2.7E-2,"KG","NIE"]
["9181911","Integro Ramka 3-krotna, brązowy, mat",14.5,"BPR",1,"szt.",2,4011334053095,"EC000007","-",0.23,0.03,"KG","NIE"]
["9181915","Integro Ramka 3-krotna, czarny, mat",14.5,"BPR",1,"szt.",2,4011334053118,"EC000007","-",0.23,0.03,"KG","NIE"]
["9181919","Integro Ramka 3-krotna, biały, połysk",14.5,"BPR",1,"szt.",2,4011334144052,"EC000007","-",0.23,0.03,"KG","NIE"]
["9182001","Integro Flow Puszka podtynkowa płytka Ø 45 mm, szary",5.9,"BPR",1,"szt.",200,4011334053132,"EC002601","-",0.23,7.0000000000000001E-3,"KG","TAK"]
["9182002","Integro Puszka podtynkowa Ø 45 mm, szary, mechanizm",5.0999999999999996,"BPR",1,"szt.",200,4011334053149,"EC002601","-",0.23,7.0000000000000001E-3,"KG","NIE"]
["9182003","Integro Puszka podtynkowa płytka Ø 45 mm, szary, mechanizm",5.0999999999999996,"BPR",1,"szt.",200,4011334053156,"EC002601","-",0.23,5.0000000000000001E-3,"KG","NIE"]
["9182506","Integro Natynkowy pierścień dystansowy, szary, mat",4.5,"BPR",1,"szt.",10,4011334146940,"EC000080","-",0.23,1.0999999999999999E-2,"KG","NIE"]
["9182511","Integro Natynkowy pierścień dystansowy, brązowy, mat",4.5,"BPR",1,"szt.",10,4011334053163,"EC000080","-",0.23,0.01,"KG","NIE"]
["9182512","Integro Natynkowy pierścień dystansowy, biały, mat",4.5,"BPR",1,"szt.",10,4011334053170,"EC000080","-",0.23,0.01,"KG","NIE"]
["9182515","Integro Natynkowy pierścień dystansowy, czarny, mat",4.5,"BPR",1,"szt.",10,4011334053187,"EC000080","-",0.23,0.01,"KG","NIE"]
["9182607","Integro Ramka 2-krotna, szary, mat",11.1,"BPR",1,"szt.",2,4011334140849,"EC000007","-",0.23,2.1999999999999999E-2,"KG","NIE"]
["9182611","Integro Ramka 2-krotna, brązowy, mat",11.1,"BPR",1,"szt.",2,4011334053200,"EC000007","-",0.23,2.3E-2,"KG","NIE"]
["9182614","Integro Classic Ramka 2-krotna, stal szlachetna, nierdzewna",35.1,"BPR",1,"szt.",2,4011334053231,"EC000007","-",0.23,4.4999999999999998E-2,"KG","NIE"]
["9182615","Integro Ramka 2-krotna, czarny, mat",11.1,"BPR",1,"szt.",2,4011334053248,"EC000007","-",0.23,0.02,"KG","NIE"]
["9182618","Integro Ramka 2-krotna, chrom, połysk",48.2,"BPR",1,"szt.",2,4011334053262,"EC000007","-",0.23,2.4E-2,"KG","NIE"]
["9182619","Integro Ramka 2-krotna, biały, połysk",11.1,"BPR",1,"szt.",2,4011334053279,"EC000007","-",0.23,2.5000000000000001E-2,"KG","TAK"]
["9182628","Integro Ramka 2-krotna, chrom, mat",48.2,"BPR",1,"szt.",2,4011334053293,"EC000007","-",0.23,2.5000000000000001E-2,"KG","NIE"]
["9182638","Integro Ramka 2-krotna, złoty, połysk",132,"BPR",1,"szt.",2,4011334140993,"EC000007","-",0.23,2.5000000000000001E-2,"KG","NIE"]
["9182658","Integro Ramka 2-krotna, mosiądz, połysk",139,"BPR",1,"szt.",2,4011334152378,"-","-",0.23,2.4E-2,"KG","NIE"]
["9182701","Integro Ramka 1-krotna, brązowy, mat",4.7,"BPR",1,"szt.",10,4011334053347,"EC000007","-",0.23,0.01,"KG","NIE"]
["9182704","Integro Classic Ramka 1-krotna, stal szlachetna, nierdzewna",17.5,"BPR",1,"szt.",10,4011334053378,"EC000007","-",0.23,2.1999999999999999E-2,"KG","NIE"]
["9182705","Integro Ramka 1-krotna, czarny, mat",4.7,"BPR",1,"szt.",10,4011334053385,"EC000007","-",0.23,0.01,"KG","NIE"]
["9182707","Integro Ramka 1-krotna, szary, połysk",4.7,"BPR",1,"szt.",10,4011334140948,"EC000007","-",0.23,0.01,"KG","NIE"]
["9182709","Integro Ramka 1-krotna, biały, połysk",4.7,"BPR",1,"szt.",10,4011334053408,"EC000007","-",0.23,1.0999999999999999E-2,"KG","NIE"]
["9182718","Integro Ramka 1-krotna, chrom, połysk",29.9,"BPR",1,"szt.",10,4011334053446,"EC000007","-",0.23,1.0999999999999999E-2,"KG","NIE"]
["9182728","Integro Ramka 1-krotna, chrom, mat",32.799999999999997,"BPR",1,"szt.",10,4011334053507,"EC000007","-",0.23,1.2E-2,"KG","NIE"]
["9182738","Integro Ramka 1-krotna, złoty, połysk",73.5,"BPR",1,"szt.",10,4011334053538,"EC000007","-",0.23,0.01,"KG","NIE"]
["9182745","Integro Ramka 1-krotna, czarny granit, mat",5.8,"BPR",1,"szt.",10,4011334335634,"EC000007","-",0.23,1.2E-2,"KG","NIE"]
["9182758","Integro Ramka 1-krotna, mosiądz, połysk",85,"BPR",1,"szt.",10,4011334053583,"-","-",0.23,1.0999999999999999E-2,"KG","NIE"]
["9182786","Integro Ramka 1-krotna, czerwony, połysk",9.3000000000000007,"BPR",1,"szt.",10,4011334288350,"EC000007","-",0.23,1.0999999999999999E-2,"KG","NIE"]
["9182791","Integro Ramka 1-krotna z nadrukiem \"IP44\", brązowy, mat",6.6,"BPR",1,"szt.",10,4011334053613,"EC000007","-",0.23,0.01,"KG","NIE"]
["9182794","Integro Classic Ramka 1-krotna z nadrukiem \"IP44\", stal szlachetna, nierdzewna",19.399999999999999,"BPR",1,"szt.",10,4011334053644,"-","-",0.23,2.5000000000000001E-2,"KG","NIE"]
["9182795","Integro Ramka 1-krotna z nadrukiem \"IP44\", czarny, mat",6.6,"BPR",1,"szt.",10,4011334053651,"EC000007","-",0.23,0.01,"KG","NIE"]
["9182797","Integro Ramka 1-krotna z nadrukiem \"IP44\", szary, połysk",6.6,"BPR",1,"szt.",10,4011334053668,"EC000007","-",0.23,0.01,"KG","NIE"]
["9182799","Integro Ramka 1-krotna z nadrukiem \"IP44\", biały, połysk",6.6,"BPR",1,"szt.",10,4011334147121,"EC000007","-",0.23,0.01,"KG","NIE"]
["9182801","Integro Ramka 1-krotna z pokrywą, brązowy, mat",11.3,"BPR",1,"szt.",10,4011334053675,"EC000007","-",0.23,1.7999999999999999E-2,"KG","NIE"]
["9182805","Integro Ramka 1-krotna z pokrywą, czarny, mat",11.3,"BPR",1,"szt.",10,4011334053699,"EC000007","-",0.23,1.7999999999999999E-2,"KG","NIE"]
["9182807","Integro Ramka 1-krotna z pokrywą, szary, połysk",11.3,"BPR",1,"szt.",10,4011334140832,"EC000007","-",0.23,1.9E-2,"KG","NIE"]
["9182809","Integro Ramka 1-krotna z pokrywą, biały, połysk",11.3,"BPR",1,"szt.",10,4011334053705,"EC000007","-",0.23,0.02,"KG","NIE"]
["9182818","Integro Ramka 1-krotna z pokrywą, chrom, połysk",46.8,"BPR",1,"szt.",10,4011334053729,"EC000007","-",0.23,2.1999999999999999E-2,"KG","NIE"]
["9182828","Integro Ramka z pokrywą 1-krotna, chrom, mat",51.5,"BPR",1,"szt.",10,4011334053736,"EC000007","-",0.23,2.1999999999999999E-2,"KG","NIE"]
["9182838","Integro Ramka z pokrywą 1-krotna, złoty, połysk",123,"BPR",1,"szt.",10,4011334053743,"EC000007","-",0.23,2.1999999999999999E-2,"KG","NIE"]
["9182858","Integro Ramka z pokrywą 1-krotna, mosiądz, połysk",185,"BPR",1,"szt.",10,4011334053750,"-","-",0.23,2.1000000000000001E-2,"KG","NIE"]
["9182871","Produkt na indywidualne zapytanie","Cena na zapytanie","BPR",1,"szt.",10,4011334053781,"EC000007","-",0.23,0.02,"KG","NIE"]
["9182875","Produkt na indywidualne zapytanie","Cena na zapytanie","BPR",1,"szt.",10,4011334053804,"EC000007","-",0.23,1.7999999999999999E-2,"KG","NIE"]
["9182877","Produkt na indywidualne zapytanie","Cena na zapytanie","BPR",1,"szt.",10,4011334147046,"EC000007","-",0.23,0.02,"KG","NIE"]
["9182879","Produkt na indywidualne zapytanie","Cena na zapytanie","BPR",1,"szt.",10,4011334147824,"EC000007","-",0.23,2.1000000000000001E-2,"KG","NIE"]
["9182886","Integro Ramka z pokrywą z nadrukiem \"IP44\", czerwony, połysk",14.5,"BPR",1,"szt.",10,4011334213222,"EC000007","-",0.23,1.7999999999999999E-2,"KG","NIE"]
["9182890","Integro Ramka z pokrywą z nadrukiem \"IP44\", zielony, połysk",14.5,"BPR",1,"szt.",10,4011334199533,"EC000007","-",0.23,0.02,"KG","NIE"]
["9182891","Integro Ramka z pokrywą z nadrukiem \"IP44\", brązowy, mat",14.5,"BPR",1,"szt.",10,4011334053811,"EC000007","-",0.23,1.9E-2,"KG","NIE"]
["9182894","Integro Ramka z pokrywą z nadrukiem \"IP44\", pomarańczowy, połysk",14.5,"BPR",1,"szt.",10,4011334199540,"EC000007","-",0.23,0.02,"KG","NIE"]
["9182895","Integro Ramka z pokrywą z nadrukiem \"IP44\", czarny, mat",14.5,"BPR",1,"szt.",10,4011334053835,"EC000007","-",0.23,1.9E-2,"KG","NIE"]
["9182897","Integro Ramka z pokrywą z nadrukiem \"IP44\", szary, połysk",14.5,"BPR",1,"szt.",10,4011334053842,"EC000007","-",0.23,0.02,"KG","NIE"]
["9182899","Integro Ramka z pokrywą z nadrukiem \"IP44\", biały, połysk",14.5,"BPR",1,"szt.",10,4011334147138,"EC000007","-",0.23,2.1000000000000001E-2,"KG","NIE"]
["9188701","Integro Puszka podtynkowa płytka Ø 49 mm, szary, mechanizm",5.8,"BPR",1,"szt.",200,4011334184195,"EC002601","-",0.23,1.2E-2,"KG","NIE"]
["9191101","Integro Puszka podtynkowa 2-krotna do montażu pionowego, głęboka, szary, mechanizm",14.4,"BPR",1,"szt.",100,4011334151876,"EC002601","-",0.23,2.8000000000000001E-2,"KG","NIE"]
["9191102","Integro Puszka podtynkowa 2-krotna do montażu pionowego, głęboka, szary, mechanizm",14.2,"BPR",1,"szt.",100,4011334151074,"EC002601","-",0.23,2.1000000000000001E-2,"KG","NIE"]
["9191201","Integro Puszka podtynkowa 2-krotna do montażu poziomego, głęboka, szary, mechanizm",14.4,"BPR",1,"szt.",100,4011334143604,"EC002601","-",0.23,2.7E-2,"KG","NIE"]
["9191202","Integro Puszka podtynkowa 2-krotna do montażu poziomego, głęboka, szary, mechanizm",14.2,"BPR",1,"szt.",100,4011334150893,"EC002601","-",0.23,2.1000000000000001E-2,"KG","NIE"]
["9191501","Integro Flow Puszka podtynkowa 2-krotna, z zaciskiem przewodu, szary",13.5,"BPR",1,"szt.",10,4011334274520,"EC002601","-",0.23,4.8000000000000001E-2,"KG","TAK"]
["9191502","Integro Flow Puszka podtynkowa 2-krotna, z 2 zaciskami przewodu, szary",14.4,"BPR",1,"szt.",10,4011334274544,"EC002601","-",0.23,4.8000000000000001E-2,"KG","NIE"]
["9287171","Integro Ściemniacz obrotowy z pokrętłem regulacyjnym i ramką, brązowy, mat",334,"BPR",1,"szt.",1,4011334250449,"EC000025","-",0.23,0.02,"KG","NIE"]
["9287175","Integro Ściemniacz obrotowy z pokrętłem regulacyjnym i ramką, czarny, mat",334,"BPR",1,"szt.",1,4011334250456,"EC000025","-",0.23,0.02,"KG","NIE"]
["9287177","Integro Ściemniacz obrotowy z pokrętłem regulacyjnym i ramką, szary, połysk",334,"BPR",1,"szt.",1,4011334250463,"EC000025","-",0.23,0.17299999999999999,"KG","NIE"]
["9287179","Integro Ściemniacz obrotowy z pokrętłem regulacyjnym i ramką, biały, połysk",334,"BPR",1,"szt.",1,4011334250470,"EC000025","-",0.23,0.182,"KG","NIE"]
["9365101","Integro Łącznik klawiszowy, 1-biegunowy, brązowy, mat",25,"BPR",1,"szt.",10,4011334054290,"EC001590","-",0.23,3.5999999999999997E-2,"KG","NIE"]
["9365105","Integro Łącznik klawiszowy, 1-biegunowy, czarny, mat",25,"BPR",1,"szt.",10,4011334054313,"EC001590","-",0.23,3.5999999999999997E-2,"KG","NIE"]
["9365107","Integro Łącznik klawiszowy, 1-biegunowy, szary, połysk",25,"BPR",1,"szt.",10,4011334054320,"EC001590","-",0.23,3.4000000000000002E-2,"KG","NIE"]
["9365109","Integro Łącznik klawiszowy, 1-biegunowy, biały, połysk",25,"BPR",1,"szt.",10,4011334054337,"EC001590","-",0.23,3.6999999999999998E-2,"KG","NIE"]
["9365118","Integro Łącznik klawiszowy, 1-biegunowy, chrom, połysk galwanizowany",44.3,"BPR",1,"szt.",10,4011334201786,"-","-",0.23,3.5000000000000003E-2,"KG","NIE"]
["9365201","Integro Łącznik klawiszowy, 2-biegunowy, brązowy, mat",46.4,"BPR",1,"szt.",10,4011334054580,"EC001590","-",0.23,3.6999999999999998E-2,"KG","NIE"]
["9365205","Integro Łącznik klawiszowy, 2-biegunowy, czarny, mat",46.4,"BPR",1,"szt.",10,4011334054603,"EC001590","-",0.23,3.6999999999999998E-2,"KG","NIE"]
["9365207","Integro Łącznik klawiszowy, 2-biegunowy, szary, połysk",46.4,"BPR",1,"szt.",10,4011334140801,"EC001590","-",0.23,0.04,"KG","NIE"]
["9365209","Integro Łącznik klawiszowy, 2-biegunowy, biały, połysk",46.4,"BPR",1,"szt.",10,4011334054610,"EC001590","-",0.23,3.9E-2,"KG","NIE"]
["9365218","Integro Łącznik klawiszowy, 2-biegunowy, chrom, połysk galwanizowany",83,"BPR",1,"szt.",10,4011334335894,"-","-",0.23,0.04,"KG","NIE"]
["9365228","Integro Łącznik klawiszowy, 2-biegunowy, chrom, mat galwanizowany",83,"BPR",1,"szt.",10,4011334235651,"EC001590","-",0.23,0.02,"KG","NIE"]
["9365309","Integro Łącznik żaluzjowy wieloklawiszowy przyciskowy, z nadrukiem symbolu \"Strzałka\", biały, połysk",41.9,"BPR",1,"szt.",10,4011334337195,"-","-",0.23,4.1000000000000002E-2,"KG","NIE"]
["9365501","Integro Łącznik wieloklawiszowy, seryjny, brązowy, mat",39.1,"BPR",1,"szt.",10,4011334054665,"EC001590","-",0.23,3.6999999999999998E-2,"KG","NIE"]
["9365505","Integro Łącznik wieloklawiszowy, seryjny, czarny, mat",39.1,"BPR",1,"szt.",10,4011334054689,"EC001590","-",0.23,3.6999999999999998E-2,"KG","NIE"]
["9365507","Integro Łącznik wieloklawiszowy, seryjny, szary, połysk",39.1,"BPR",1,"szt.",10,4011334146308,"EC001590","-",0.23,4.2999999999999997E-2,"KG","NIE"]
["9365509","Integro Łącznik wieloklawiszowy, seryjny, biały, połysk",39.1,"BPR",1,"szt.",10,4011334146292,"EC001590","-",0.23,0.04,"KG","NIE"]
["9365518","Integro Łącznik wieloklawiszowy, seryjny, chrom, połysk",77.5,"BPR",1,"szt.",10,4011334214526,"EC001590","-",0.23,4.1000000000000002E-2,"KG","NIE"]
["9365528","Integro Łącznik wieloklawiszowy, seryjny, chrom, mat",84,"BPR",1,"szt.",10,4011334214731,"EC001590","-",0.23,4.1000000000000002E-2,"KG","NIE"]
["9365538","Integro Łącznik wieloklawiszowy, seryjny, złoty, połysk",118,"BPR",1,"szt.",10,4011334214533,"EC001590","-",0.23,4.1000000000000002E-2,"KG","NIE"]
["9365601","Integro Łącznik klawiszowy, uniwersalny, brązowy, mat",25,"BPR",1,"szt.",10,4011334054696,"EC001590","-",0.23,3.5000000000000003E-2,"KG","NIE"]
["9365605","Integro Łącznik klawiszowy, uniwersalny, czarny, mat",25,"BPR",1,"szt.",10,4011334054719,"EC001590","-",0.23,3.7999999999999999E-2,"KG","NIE"]
["9365607","Integro Łącznik klawiszowy, uniwersalny, szary, połysk",25,"BPR",1,"szt.",10,4011334140795,"EC001590","-",0.23,3.6999999999999998E-2,"KG","NIE"]
["9365609","Integro Łącznik klawiszowy, uniwersalny, biały, połysk",25,"BPR",1,"szt.",10,4011334054726,"EC001590","-",0.23,0.04,"KG","NIE"]
["9365618","Integro Łącznik klawiszowy, uniwersalny, chrom, połysk",53.5,"BPR",1,"szt.",10,4011334054771,"EC001590","-",0.23,3.7999999999999999E-2,"KG","NIE"]
["9365628","Integro Łącznik klawiszowy, uniwersalny, chrom, mat",59.5,"BPR",1,"szt.",10,4011334054795,"EC001590","-",0.23,3.7999999999999999E-2,"KG","NIE"]
["9365638","Integro Łącznik klawiszowy, uniwersalny, złoty, połysk",94,"BPR",1,"szt.",10,4011334054801,"EC001590","-",0.23,3.7999999999999999E-2,"KG","NIE"]
["9365658","Integro Łącznik klawiszowy, uniwersalny, mosiądz, połysk",135,"BPR",1,"szt.",10,4011334054818,"-","-",0.23,3.7999999999999999E-2,"KG","NIE"]
["9365701","Integro Łącznik klawiszowy krzyżowy, brązowy, mat",46.4,"BPR",1,"szt.",10,4011334149958,"EC001590","-",0.23,3.6999999999999998E-2,"KG","NIE"]
["9365705","Integro Łącznik klawiszowy krzyżowy, czarny, mat",46.4,"BPR",1,"szt.",10,4011334149965,"EC001590","-",0.23,3.6999999999999998E-2,"KG","NIE"]
["9365707","Integro Łącznik klawiszowy krzyżowy, szary, połysk",46.4,"BPR",1,"szt.",10,4011334149989,"EC001590","-",0.23,3.9E-2,"KG","NIE"]
["9365709","Integro Łącznik klawiszowy krzyżowy, biały, połysk",46.4,"BPR",1,"szt.",10,4011334149972,"EC001590","-",0.23,3.9E-2,"KG","NIE"]
["9367101","Integro Łącznik klawiszowy przyciskowy, zwierny, brązowy, mat",25.5,"BPR",1,"szt.",10,4011334054849,"EC000029","-",0.23,3.3000000000000002E-2,"KG","NIE"]
["9367105","Integro Łącznik klawiszowy przyciskowy, zwierny, czarny, mat",25.5,"BPR",1,"szt.",10,4011334054863,"EC000029","-",0.23,3.3000000000000002E-2,"KG","NIE"]
["9367107","Integro Łącznik klawiszowy przyciskowy, zwierny, szary, połysk",25.5,"BPR",1,"szt.",10,4011334140764,"EC000029","-",0.23,3.4000000000000002E-2,"KG","NIE"]
["9367109","Integro Łącznik klawiszowy przyciskowy, zwierny, biały, połysk",25.5,"BPR",1,"szt.",10,4011334054870,"EC000029","-",0.23,3.4000000000000002E-2,"KG","NIE"]
["9367111","System 42 V Łącznik klawiszowy przyciskowy komplet, brązowy",36.200000000000003,"BPR",1,"szt.",10,4011334148289,"-","-",0.23,4.7E-2,"KG","NIE"]
["9367112","System 42 V Łącznik klawiszowy przyciskowy komplet, kremowy",25.6,"BPR",1,"szt.",10,4011334148272,"EC000029","-",0.23,5.3999999999999999E-2,"KG","NIE"]
["9367119","System 42 V Łącznik klawiszowy przyciskowy komplet, biały",25.6,"BPR",1,"szt.",10,4011334148296,"EC000029","-",0.23,4.7E-2,"KG","NIE"]
["9367122","System 42 V Łącznik klawiszowy przyciskowy n/t, kremowy",30.6,"BPR",1,"szt.",10,4011334148555,"EC000029","-",0.23,4.9000000000000002E-2,"KG","NIE"]
["9367501","Integro Łącznik wieloklawiszowy przyciskowy, seryjny, brązowy, mat",41.1,"BPR",1,"szt.",10,4011334054887,"EC000029","-",0.23,3.7999999999999999E-2,"KG","NIE"]
["9367505","Integro Łącznik wieloklawiszowy przyciskowy, seryjny, czarny, mat",41.1,"BPR",1,"szt.",10,4011334054900,"EC000029","-",0.23,3.7999999999999999E-2,"KG","NIE"]
["9367507","Integro Łącznik wieloklawiszowy przyciskowy, seryjny, szary, połysk",41.1,"BPR",1,"szt.",10,4011334146285,"EC000029","-",0.23,0.04,"KG","NIE"]
["9367509","Integro Łącznik wieloklawiszowy przyciskowy, seryjny, biały, połysk",41.1,"BPR",1,"szt.",10,4011334146278,"EC000029","-",0.23,0.04,"KG","NIE"]
["9368105","Mobil R Twin Łącznik klawiszowy 1-biegunowy, czarny, połysk",29.1,"BPR",1,"szt.",10,4011334168454,"EC001590","-",0.23,3.5000000000000003E-2,"KG","NIE"]
["9368109","Mobil R Twin Łącznik klawiszowy 1-biegunowy, biały, połysk",29.1,"BPR",1,"szt.",10,4011334159636,"EC001590","-",0.23,3.5000000000000003E-2,"KG","NIE"]
["9368118","Mobil R Twin Łącznik klawiszowy 1-biegunowy, chrom, połysk",63.5,"BPR",1,"szt.",10,4011334205036,"EC001590","-",0.23,4.2000000000000003E-2,"KG","NIE"]
["9368168","Mobil R Twin Łącznik klawiszowy 1-biegunowy, chrom, mat lakierowany",60.5,"BPR",1,"szt.",10,4011334225133,"-","-",0.23,3.5000000000000003E-2,"KG","NIE"]
["9368205","Mobil R Twin Łącznik klawiszowy 2-biegunowy, czarny, połysk",50.5,"BPR",1,"szt.",10,4011334209478,"EC001590","-",0.23,0.04,"KG","NIE"]
["9368209","Mobil R Twin Łącznik klawiszowy 2-biegunowy, biały, połysk",50.5,"BPR",1,"szt.",10,4011334214762,"EC001590","-",0.23,0.04,"KG","NIE"]
["9368218","Mobil R Twin Łącznik klawiszowy 2-biegunowy, chrom, połysk",83,"BPR",1,"szt.",10,4011334209485,"EC001590","-",0.23,0.02,"KG","NIE"]
["9368605","Mobil R Twin Łącznik klawiszowy uniwersalny, czarny, połysk",29.1,"BPR",1,"szt.",10,4011334168225,"EC001590","-",0.23,3.6999999999999998E-2,"KG","NIE"]
["9368609","Mobil R Twin Łącznik klawiszowy uniwersalny, biały, połysk",29.1,"BPR",1,"szt.",10,4011334159629,"EC001590","-",0.23,3.6999999999999998E-2,"KG","NIE"]
["9368618","Mobil R Twin Łącznik klawiszowy uniwersalny, chrom, połysk",61.5,"BPR",1,"szt.",10,4011334164944,"EC001590","-",0.23,3.9E-2,"KG","NIE"]
["9368628","Mobil R Twin Łącznik klawiszowy uniwersalny, chrom, mat",68,"BPR",1,"szt.",10,4011334199496,"EC001590","-",0.23,3.7999999999999999E-2,"KG","NIE"]
["9368658","Mobil R Twin Łącznik klawiszowy uniwersalny, mosiądz, połysk",146,"BPR",1,"szt.",10,4011334164937,"EC001590","-",0.23,3.9E-2,"KG","NIE"]
["9369935","Integro Łącznik przyciskowy odwracający polaryzację z nadrukiem stopni i strzałek, czarny, mat",76.5,"BPR",1,"szt.",10,4011334238140,"-","-",0.23,3.2000000000000001E-2,"KG","NIE"]
["9375201","Integro Łącznik klawiszowy kontrolny z czerwoną soczewką, 2-biegunowy, brązowy, mat",75.5,"BPR",1,"szt.",10,4011334054979,"EC001590","-",0.23,3.7999999999999999E-2,"KG","NIE"]
["9375205","Integro Łącznik klawiszowy kontrolny z czerwoną soczewką, 2-biegunowy, czarny, mat",75.5,"BPR",1,"szt.",10,4011334054993,"EC001590","-",0.23,3.7999999999999999E-2,"KG","NIE"]
["9375207","Integro Łącznik klawiszowy kontrolny z czerwoną soczewką, 2-biegunowy, szary, połysk",75.5,"BPR",1,"szt.",10,4011334146346,"EC001590","-",0.23,3.9E-2,"KG","NIE"]
["9375209","Integro Łącznik klawiszowy kontrolny z czerwoną soczewką, 2-biegunowy, biały, połysk",75.5,"BPR",1,"szt.",10,4011334146339,"EC001590","-",0.23,3.9E-2,"KG","NIE"]
["9377201","Integro Łącznik klawiszowy przyciskowy podświetlany z czerwoną soczewką, brązowy, mat",75.5,"BPR",1,"szt.",10,4011334227847,"EC000029","-",0.23,3.7999999999999999E-2,"KG","NIE"]
["9377205","Integro Łącznik klawiszowy przyciskowy podświetlany z czerwoną soczewką, czarny, mat",75.5,"BPR",1,"szt.",10,4011334151975,"EC000029","-",0.23,3.9E-2,"KG","NIE"]
["9377207","Integro Łącznik klawiszowy przyciskowy podświetlany z czerwoną soczewką, szary, połysk",75.5,"BPR",1,"szt.",10,4011334227854,"EC000029","-",0.23,3.9E-2,"KG","NIE"]
["9377209","Integro Łącznik klawiszowy przyciskowy podświetlany z czerwoną soczewką, biały, połysk",75.5,"BPR",1,"szt.",10,4011334227861,"EC000029","-",0.23,3.9E-2,"KG","NIE"]
["9418505","Integro Flow Gniazdo SCHUKO, mechanizm, czarny, mat",14.5,"BPR",1,"szt.",10,4011334055136,"EC000125","-",0.23,4.5999999999999999E-2,"KG","NIE"]
["9418525","Integro Gniazdo SCHUKO 45°, czarny, mat mechanizm",20.2,"BPR",1,"szt.",10,4011334157113,"EC000125","-",0.23,0.04,"KG","NIE"]
["9418605","Integro Gniazdo SCHUKO, czarny mechanizm",16.399999999999999,"BPR",1,"szt.",10,4011334055297,"EC000125","-",0.23,4.7E-2,"KG","NIE"]
["9419505","Integro Flow Gniazdo SCHUKO z podwyższoną ochroną styków, mechanizm, czarny, mat",19.100000000000001,"BPR",1,"szt.",10,4011334055341,"EC000125","-",0.23,4.4999999999999998E-2,"KG","NIE"]
["9419605","Mobil R Twin Gniazdo SCHUKO, czarny, połysk",16.399999999999999,"BPR",1,"szt.",10,4011334168478,"EC000125","-",0.23,4.2000000000000003E-2,"KG","NIE"]
["9419609","Mobil R Twin Gniazdo SCHUKO, biały, połysk",16.399999999999999,"BPR",1,"szt.",10,4011334164111,"EC000125","-",0.23,4.4999999999999998E-2,"KG","NIE"]
["9419705","Mobil R Twin Gniazdo SCHUKO z pokrywą, czarny, połysk",23.5,"BPR",1,"szt.",10,4011334168485,"EC000125","-",0.23,4.5999999999999999E-2,"KG","NIE"]
["9419709","Mobil R Twin Gniazdo SCHUKO z pokrywą, biały, połysk",23.5,"BPR",1,"szt.",10,4011334164128,"EC000125","-",0.23,4.8000000000000001E-2,"KG","NIE"]
["9419728","Mobil R Twin Gniazdo SCHUKO z pokrywą, chrom, mat",63.5,"BPR",1,"szt.",10,4011334252429,"EC000125","-",0.23,4.9000000000000002E-2,"KG","NIE"]
["9419805","Mobil R Twin Gniazdo SCHUKO, czarny, połysk",21.4,"BPR",1,"szt.",10,4011334168492,"EC000125","-",0.23,4.2000000000000003E-2,"KG","NIE"]
["9419809","Mobil R Twin Gniazdo SCHUKO, biały, połysk",21.4,"BPR",1,"szt.",10,4011334165163,"EC000125","-",0.23,4.2999999999999997E-2,"KG","NIE"]
["9419905","Mobil R Twin Gniazdo SCHUKO z pokrywą, czarny, połysk",28.4,"BPR",1,"szt.",10,4011334168508,"EC000125","-",0.23,4.9000000000000002E-2,"KG","NIE"]
["9419909","Mobil R Twin Gniazdo SCHUKO z pokrywą, biały, połysk",28.4,"BPR",1,"szt.",10,4011334165170,"EC000125","-",0.23,4.8000000000000001E-2,"KG","NIE"]
["9419918","Mobil R Twin Gniazdo SCHUKO z pokrywą i podwyższoną ochroną styków, chrom, połysk",46.4,"BPR",1,"szt.",10,4011334165286,"EC000125","-",0.23,0.05,"KG","NIE"]
["9419928","Mobil R Twin Gniazdo SCHUKO z pokrywą i podwyższoną ochroną styków, chrom, mat",75.5,"BPR",1,"szt.",10,4011334199502,"EC000125","-",0.23,4.2999999999999997E-2,"KG","NIE"]
["9419958","Mobil R Twin Gniazdo SCHUKO z pokrywą i podwyższoną ochroną styków, mosiądz, połysk",95,"BPR",1,"szt.",10,4011334165279,"EC000125","-",0.23,0.05,"KG","NIE"]
["9429603","Gniazdo do zabudowy SCHUKO z pokrywą 50 x 60 mm, szary, połysk",25.9,"BPR",1,"szt.",10,4011334156734,"-","-",0.23,5.2999999999999999E-2,"KG","NIE"]
["9429605","Gniazdo do zabudowy SCHUKO z pokrywą 50 x 60 mm, niebiaski, połysk",25.9,"BPR",1,"szt.",10,4011334055389,"EC000125","-",0.23,5.2999999999999999E-2,"KG","NIE"]
["9429606","Gniazdo do zabudowy SCHUKO z pokrywą 50 x 60 mm, czarny, połysk",25.9,"BPR",1,"szt.",10,4011334175964,"EC000125","-",0.23,5.7000000000000002E-2,"KG","NIE"]
["9429619","Gniazdo do zabudowy SCHUKO z pokrywą 50 x 60 mm, biały połysk",25.9,"BPR",1,"szt.",10,4011334055402,"EC000125","-",0.23,4.9000000000000002E-2,"KG","NIE"]
["9429633","Gniazdo do zabudowy SCHUKO z pokrywą 50 x 60 mm IP44, szary, Gniazda do zabudowy",29.3,"BPR",1,"szt.",10,4011334055426,"EC000125","-",0.23,5.3999999999999999E-2,"KG","NIE"]
["9450705","Integro Ramka nośna łaczników do urządzeń, czarny, mat, mechanizm",20.8,"BPR",1,"szt.",10,4011334055723,"EC000011","-",0.23,2.5000000000000001E-2,"KG","NIE"]
["9450905","Integro Łącznik do urządzeń \"USA/CANADA\" 2-biegunowy, czarny, mat, mechanizm",52.5,"BPR",1,"szt.",10,4011334055754,"EC001590","-",0.23,2.5999999999999999E-2,"KG","NIE"]
["9451115","Integro Flow Gniazdo przyłaczeniowe anteny TV, mechanizm, czarny, mat",32.9,"BPR",1,"szt.",10,4011334157489,"EC000439","-",0.23,2.1000000000000001E-2,"KG","NIE"]
["9451605","Integro Zaślepka, czarny, mat",6.8,"BPR",1,"szt.",10,4011334055907,"EC000018","-",0.23,1.6E-2,"KG","NIE"]
["9451705","Integro Flow Gniazdo zasilające 12 V, samochodowe, mechanizm, czarny, mat",33.6,"BPR",1,"szt.",10,4011334055969,"EC000125","-",0.23,3.1E-2,"KG","NIE"]
["9451905","Integro Flow Gniazdo przyłączeniowe anteny SAT, mechanizm, czarny, mat",47.7,"BPR",1,"szt.",10,4011334146964,"EC000439","-",0.23,2.1000000000000001E-2,"KG","NIE"]
["9452805","Integro Gniazdo UAE 2x8-biegunowe, czarny, mat mechanizm",161,"BPR",1,"szt.",10,4011334148333,"EC001264","-",0.23,2.7E-2,"KG","NIE"]
["9453305","Integro Gniazdo antenowe 2-wyjściowe przelotowe kablowe, czarny, połysk mechanizm",201,"BPR",1,"szt.",10,4011334167730,"EC000439","-",0.23,8.5000000000000006E-2,"KG","NIE"]
["9455705","Integro Flow Płytka nośna 1-krotna do gniazd modularnych AMP, czarny, połysk",7.8,"BPR",1,"szt.",10,4011334235965,"EC000018","-",0.23,1.4999999999999999E-2,"KG","NIE"]
["9455905","Integro Flow Płytka nośna do 2 modułów MINI-COM, czarny, połysk",9,"BPR",1,"szt.",10,4011334236221,"EC000018","-",0.23,1.6E-2,"KG","NIE"]
["9455907","Integro Płytka nośna do 2 modułów MINI-COM, szary, połysk, mechanizm",9,"BPR",1,"szt.",10,4011334214717,"EC000018","-",0.23,1.6E-2,"KG","NIE"]
["9456005","Integro Flow Gniazdo antenowe Radio/SAT z obudową nieekranowaną, mechanizm, czarny, mat",54,"BPR",1,"szt.",10,4011334218449,"EC000439","-",0.23,3.4000000000000002E-2,"KG","NIE"]
["9618405","Integro Gniazdo bez uziemienia, czarny, mat mechanizm",14.5,"BPR",1,"szt.",10,4011334056058,"EC000125","-",0.23,3.7999999999999999E-2,"KG","NIE"]
["9618505","Integro Flow Gniazdo z uziemieniem, mechanizm, czarny, mat",18.100000000000001,"BPR",1,"szt.",10,4011334056089,"EC000125","-",0.23,4.2000000000000003E-2,"KG","TAK"]
["9619405","Integro Flow Gniazdo bez uziemieniaz podwyższona ochroną styków, mechanizm, czarny, mat",19.100000000000001,"BPR",1,"szt.",10,4011334056225,"EC000125","-",0.23,0.04,"KG","NIE"]
["9619505","Integro Flow Gniazdo z uziemieniemz podwyższona ochroną styków, mechanizm, czarny, mat",22.6,"BPR",1,"szt.",10,4011334056256,"EC000125","-",0.23,4.8000000000000001E-2,"KG","NIE"]
["9619805","# Mobil R Twin Gniazdo z uziemieniemz podwyższona ochroną styków, czarny, połysk",25.3,"BPR",1,"szt.",10,4011334208501,"EC000125","-",0.23,4.3999999999999997E-2,"KG","NIE"]
["9619809","# Mobil R Twin Gniazdo z uziemieniemz podwyższona ochroną styków, biały, połysk",25.3,"BPR",1,"szt.",10,4011334208518,"EC000125","-",0.23,4.3999999999999997E-2,"KG","NIE"]
["9619905","# Mobil R Twin Gniazdo z uziemieniem i pokrywą, z podwyższona ochroną styków, czarny, połysk",32.9,"BPR",1,"szt.",10,4011334182658,"EC000125","-",0.23,4.9000000000000002E-2,"KG","NIE"]
["9619909","# Mobil R Twin Gniazdo z uziemieniem i pokrywą, z podwyższona ochroną styków, biały, połysk",32.9,"BPR",1,"szt.",10,4011334182665,"EC000125","-",0.23,5.0999999999999997E-2,"KG","NIE"]
["9624905","Integro Flow Gniazdo z uziemieniem \"Szwajcaria\" typ 13, mechanizm, czarny, mat",33.200000000000003,"BPR",1,"szt.",10,4011334056379,"EC000125","-",0.23,4.7E-2,"KG","NIE"]
["9625605","Integro Flow Gniazdo z uziemieniem \"Australia\", mechanizm, czarny",84,"BPR",1,"szt.",10,4011334056546,"EC000125","-",0.23,4.3999999999999997E-2,"KG","NIE"]
["9626205","Integro Flow Gniazdo z uziemieniem \"Standard brytyjski\" z podwyższona ochroną styków, mechanizm, czarny, mat",28.1,"BPR",1,"szt.",10,4011334146261,"EC000125","-",0.23,5.8000000000000003E-2,"KG","NIE"]
["9627205","Integro Flow Gniazdo z uziemieniem \"Dania\" z podwyższona ochroną styków, mechanizm, czarny, mat",32.4,"BPR",1,"szt.",10,4011334215226,"EC000125","-",0.23,0.04,"KG","NIE"]
["10012004","R.classic Płytka czołowa z pokrętłem do łącznika obrotowego, stal szlachetna/czarny",180,"BPR",1,"szt.",1,4011334365563,"EC000011","-",0.23,0.154,"KG","TAK"]
["10012014","R.classic Płytka czołowa z pokrętłem do łącznika obrotowego, stal szlachetna/biały",180,"BPR",1,"szt.",1,4011334388265,"EC000011","-",0.23,0.154,"KG","NIE"]
["10012045","R.classic Płytka czołowa z pokrętłem do łącznika obrotowego, czarny, połysk",72.5,"BPR",1,"szt.",1,4011334365532,"EC000011","-",0.23,4.1000000000000002E-2,"KG","TAK"]
["10012055","R.classic Płytka czołowa z pokrętłem do łącznika obrotowego, szkło, czarny",126,"BPR",1,"szt.",1,4011334365556,"EC000011","-",0.23,7.4999999999999997E-2,"KG","NIE"]
["10012074","R.classic Płytka czołowa z pokrętłem do łącznika obrotowego, alu/biały",145,"BPR",1,"szt.",1,4011334388272,"EC000011","-",0.23,7.6999999999999999E-2,"KG","TAK"]
["10012083","R.classic Płytka czołowa z pokrętłem do łącznika obrotowego, szkło, biały",126,"BPR",1,"szt.",1,4011334365549,"EC000011","-",0.23,7.4999999999999997E-2,"KG","TAK"]
["10012084","R.classic Płytka czołowa z pokrętłem do łącznika obrotowego, alu/czarny",145,"BPR",1,"szt.",1,4011334365570,"EC000011","-",0.23,7.6999999999999999E-2,"KG","TAK"]
["10012089","R.classic Płytka czołowa z pokrętłem do łącznika obrotowego, biały, połysk",72.5,"BPR",1,"szt.",1,4011334365525,"EC000011","-",0.23,4.1000000000000002E-2,"KG","TAK"]
["10020002","Akcesoria osprzęt Puszka natynkowa 1-krotna w wersji płaskiej, kremowy, n/t",19.5,"BPR",1,"szt.",1,4011334207641,"EC000080","-",0.23,3.5000000000000003E-2,"KG","NIE"]
["10020069","Akcesoria osprzęt Puszka natynkowa 1-krotna w wersji płaskiej, biały, n/t",19.5,"BPR",1,"szt.",1,4011334207658,"EC000080","-",0.23,3.5000000000000003E-2,"KG","NIE"]
["10029004","Akcesoria osprzęt Puszka natynkowa 1-krotna w wersji płaskiej, stal szlachetna, lakierowana, n/t",32.799999999999997,"BPR",1,"szt.",1,4011334207665,"EC000080","-",0.23,3.5000000000000003E-2,"KG","NIE"]
["10029011","Akcesoria osprzęt Puszka natynkowa 1-krotna w wersji płaskiej, jasny brąz, lakierowany, n/t",32.799999999999997,"BPR",1,"szt.",1,4011334207672,"EC000080","-",0.23,3.5000000000000003E-2,"KG","NIE"]
["10049004","Arsys Płytka czołowa do przyłacza przewodów i przyłacza Vdo, stal szlachetna, lakierowany",33.6,"BPR",1,"szt.",10,4011334180678,"EC000018","-",0.23,3.1E-2,"KG","NIE"]
["10049011","Arsys Płytka czołowa do przyłacza przewodów i przyłacza VDo, jasny brąz, lakierowany",33.6,"BPR",1,"szt.",10,4011334180661,"EC000018","-",0.23,3.2000000000000001E-2,"KG","NIE"]
["10050001","Arsys Płytka czołowa do przyłacza przewodów i przyłacza VDo, brązowy",23.7,"BPR",1,"szt.",10,4011334172642,"EC000018","-",0.23,3.1E-2,"KG","NIE"]
["10050002","Arsys Płytka czołowa do przyłacza przewodów i przyłacza VDo, kremowy",12.7,"BPR",1,"szt.",10,4011334172659,"EC000018","-",0.23,3.1E-2,"KG","NIE"]
["10050069","Arsys Płytka czołowa do przyłacza przewodów i przyłacza VDo, biały",17,"BPR",1,"szt.",10,4011334172666,"EC000018","-",0.23,3.5999999999999997E-2,"KG","NIE"]
["10057003","K.5 Płytka czołowa do przyłączy kablowych, alu",38.4,"BPR",1,"szt.",10,4011334377429,"EC000018","-",0.23,2.5999999999999999E-2,"KG","NIE"]
["10057004","K.5 Płytka czołowa do przyłączy kablowych, stal szlachetna, lakierowana",36,"BPR",1,"szt.",10,4011334275961,"EC000018","-",0.23,2.5999999999999999E-2,"KG","NIE"]
["10057006","K.1 Płytka czołowa do przyłączy kablowych, antracyt mat, lakierowany",19.8,"BPR",1,"szt.",10,4011334298830,"EC000018","-",0.23,2.5000000000000001E-2,"KG","NIE"]
["10057009","K.1 Płytka czołowa do przyłączy kablowych, biały",17.899999999999999,"BPR",1,"szt.",10,4011334263760,"EC000018","-",0.23,2.5999999999999999E-2,"KG","NIE"]
["10071606","B.3 Puszka natynkowa 1-krotna w wersji płaskiej, antracyt",23.1,"BPR",1,"szt.",1,4011334219767,"EC000080","-",0.23,3.5000000000000003E-2,"KG","NIE"]
["10071909","B.3 Puszka natynkowa 1-krotna w wersji płaskiej, biały",19.5,"BPR",1,"szt.",1,4011334219774,"EC000080","-",0.23,0.04,"KG","NIE"]
["10079909","S.1 Puszka natynkowa 1-krotna płaska, biały",19.5,"BPR",1,"szt.",1,4011334225157,"EC000080","-",0.23,3.5000000000000003E-2,"KG","NIE"]
["10091404","B.Kwadrat/B.7 Zaślepka z płytką czołową bez pazurków rozporowych, alu",38.4,"BPR",1,"szt.",20,4011334219484,"EC000018","27.33.13.0",0.23,5.8999999999999997E-2,"KG","TAK"]
["10091414","B.7 Zaślepka z elementem centralnym i mocowaniem na śruby, alu",43.2,"BPR",1,"szt.",20,4011334249290,"EC000018","-",0.23,0.04,"KG","NIE"]
["10091606","B.Kwadrat/B.3/B.7 Zaślepka z płytką czołową, bez pazurków rozporowych, antracyt",29.8,"BPR",1,"szt.",20,4011334219491,"EC000018","27.33.13.0",0.23,5.8000000000000003E-2,"KG","TAK"]
["10091616","B.3/B.7 Zaślepka z elementem centralnym i mocowaniem na śruby, antracyt",36.5,"BPR",1,"szt.",20,4011334249283,"EC000018","-",0.23,3.9E-2,"KG","NIE"]
["10091909","S.1/B.3/B.7 Zaślepka z płytką czołową, bez pazurków rozporowych, biały",23.8,"BPR",1,"szt.",20,4011334219477,"EC000018","-",0.23,5.8999999999999997E-2,"KG","TAK"]
["10091919","S.1/B.3/B.7 Zaślepka z płytką czołową i mocowaniem na śruby, biały",29,"BPR",1,"szt.",20,4011334249276,"EC000018","-",0.23,3.9E-2,"KG","TAK"]
["10092035","R.classic Zaślepka z płytką czołową czarny, połysk",78,"BPR",1,"szt.",20,4011334377139,"EC000018","-",0.23,4.5999999999999999E-2,"KG","NIE"]
["10092045","R.1/R.3 Zaślepka z płytką czołową czarny, połysk",32.299999999999997,"BPR",1,"szt.",20,4011334367055,"EC000018","-",0.23,4.5999999999999999E-2,"KG","TAK"]
["10092079","R.classic Zaślepka z płytką czołową biały, połysk",78,"BPR",1,"szt.",20,4011334377122,"EC000018","-",0.23,4.5999999999999999E-2,"KG","NIE"]
["10092089","R.1/R.3 Zaślepka z płytką czołową biały, połysk",29.5,"BPR",1,"szt.",20,4011334367048,"EC000018","-",0.23,4.5999999999999999E-2,"KG","TAK"]
["10096076","Q.1/Q.3 Zaślepka z płytką czołową, antracyt, aksamit",37,"BPR",1,"szt.",20,4011334379034,"EC000018","-",0.23,5.6000000000000001E-2,"KG","NIE"]
["10096079","Q.1 Zaślepka z elementem centralnym, przykręcanym, biały, aksamit",28.8,"BPR",1,"szt.",20,4011334312130,"EC000018","-",0.23,5.6000000000000001E-2,"KG","NIE"]
["10096084","Q.1/Q.3 Zaślepka z płytką czołową, bez pazurków rozporowych, alu aksamit, lakierowany",35.4,"BER",1,"szt.",20,4011334442615,"EC000018","-",0.23,5.6000000000000001E-2,"KG","NIE"]
["10096086","Q.1/Q.3 Zaślepka z płytką czołową, bez pazurków rozporowych, antracyt aksamit, lakierowany",29.8,"BPR",1,"szt.",20,4011334379041,"EC000018","-",0.23,5.6000000000000001E-2,"KG","TAK"]
["10096089","Q.1 Zaślepka z płytką czołową, bez pazurków rozporowych, biały, aksamit",22.3,"BPR",1,"szt.",20,4011334312116,"EC000018","-",0.23,5.6000000000000001E-2,"KG","TAK"]
["10098912","S.1 Zaślepka z elementem centralnym, przykręcanym, kremowy, połysk",28.8,"BPR",1,"szt.",20,4011334276821,"EC000018","-",0.23,3.7999999999999999E-2,"KG","NIE"]
["10098919","S.1/B.3/B.7 Zaślepka z elementem centralnym, przykręcanym, biały, połysk",28.8,"BPR",1,"szt.",20,4011334276814,"EC000018","-",0.23,3.7999999999999999E-2,"KG","NIE"]
["10098982","B.Kwadrat/S.1 Zaślepka z płytką czołową, bez pazurków rozporowych, kremowy, połysk",22.8,"BPR",1,"szt.",20,4011334276807,"EC000018","27.33.13.0",0.23,5.5E-2,"KG","TAK"]
["10098989","B.Kwadrat/S.1/B.3/B.7 Zaślepka z płytką czołową, bez pazurków rozporowych, biały, połysk",22.8,"BPR",1,"szt.",20,4011334276791,"EC000018","27.33.13.0",0.23,5.6000000000000001E-2,"KG","TAK"]
["10107000","Akcesoria osprzęt Zestaw uszczelek do łącznika na klucz, przezroczysty",11.1,"BPR",1,"szt.",1,4011334272861,"EC002554","-",0.23,1.4999999999999999E-2,"KG","NIE"]
["10107100","Akcesoria osprzęt Zestaw uszczelek do łącznika klawiszowego, przezroczysty",11.7,"BPR",1,"szt.",1,4011334272854,"EC002554","-",0.23,2.1999999999999999E-2,"KG","TAK"]
["10107200","Akcesoria osprzęt Zestaw uszczelek do gniazda oraz płytki czołowej, przezroczysty",11.7,"BPR",1,"szt.",1,4011334272847,"EC002554","-",0.23,1.4999999999999999E-2,"KG","TAK"]
["10107600","R.1/R.3 Zestaw uszczelek do gniazd i płytek czołowych, przezroczysty",14.3,"BPR",1,"szt.",1,4011334366317,"EC002554","-",0.23,1.4999999999999999E-2,"KG","TAK"]
["10107700","R.1/R.3 Zestaw uszczelek do łączników klawiszowych, przezroczysty",19.8,"BPR",1,"szt.",1,4011334366324,"EC002554","-",0.23,1.7999999999999999E-2,"KG","TAK"]
["10112004","R.classic Ramka 1-krotna, stal szlachetna/czarny",150,"BPR",1,"szt.",10,4011334392217,"EC000007","-",0.23,7.1999999999999995E-2,"KG","NIE"]
["10112009","R.classic Ramka 1-krotna, szkło, biały",104,"BPR",1,"szt.",10,4011334392224,"EC000007","-",0.23,3.5999999999999997E-2,"KG","TAK"]
["10112014","R.classic Ramka 1-krotna, stal szlachetna/biały",150,"BPR",1,"szt.",10,4011334392231,"EC000007","-",0.23,7.1999999999999995E-2,"KG","NIE"]
["10112016","R.classic Ramka 1-krotna, szkło, czarny",104,"BPR",1,"szt.",10,4011334392248,"EC000007","-",0.23,3.7999999999999999E-2,"KG","NIE"]
["10112045","R.classic Ramka 1-krotna, czarny, połysk",23.6,"BPR",1,"szt.",10,4011334364535,"EC000007","-",0.23,1.7999999999999999E-2,"KG","TAK"]
["10112074","R.classic Ramka 1-krotna, alu/biały",140,"BPR",1,"szt.",10,4011334392255,"EC000007","-",0.23,3.4000000000000002E-2,"KG","NIE"]
["10112084","R.classic Ramka 1-krotna, alu/czarny",140,"BPR",1,"szt.",10,4011334392262,"EC000007","-",0.23,3.4000000000000002E-2,"KG","NIE"]
["10112089","R.classic Ramka 1-krotna, biały, połysk",23.6,"BPR",1,"szt.",10,4011334364528,"EC000007","-",0.23,1.7999999999999999E-2,"KG","TAK"]
["10112104","R.1 Ramka 1-krotna, stal szlachetna/czarny",134,"BPR",1,"szt.",10,4011334392392,"EC000007","-",0.23,0.10199999999999999,"KG","TAK"]
["10112109","R.1 Ramka 1-krotna, szkło, biały",99,"BPR",1,"szt.",10,4011334392415,"EC000007","-",0.23,4.2999999999999997E-2,"KG","TAK"]
["10112114","R.1 Ramka 1-krotna, stal szlachetna/biały",134,"BPR",1,"szt.",10,4011334392422,"EC000007","-",0.23,0.1,"KG","TAK"]
["10112116","R.1 Ramka 1-krotna, szkło, czarny",99,"BPR",1,"szt.",10,4011334392446,"EC000007","-",0.23,4.2999999999999997E-2,"KG","TAK"]
["10112145","R.1 Ramka 1-krotna, czarny, połysk",18.399999999999999,"BPR",1,"szt.",10,4011334392491,"EC000007","-",0.23,2.1000000000000001E-2,"KG","TAK"]
["10112174","R.1 Ramka 1-krotna, alu/biały",106,"BPR",1,"szt.",10,4011334392514,"EC000007","-",0.23,4.3999999999999997E-2,"KG","TAK"]
["10112184","R.1 Ramka 1-krotna, alu/czarny",106,"BPR",1,"szt.",10,4011334392538,"EC000007","-",0.23,4.3999999999999997E-2,"KG","TAK"]
["10112189","R.1 Ramka 1-krotna, biały, połysk",12,"BPR",1,"szt.",10,4011334392545,"EC000007","-",0.23,2.1000000000000001E-2,"KG","TAK"]
["10112204","R.3 Ramka 1-krotna, stal szlachetna/czarny",134,"BPR",1,"szt.",10,4011334392958,"EC000007","-",0.23,0.113,"KG","TAK"]
["10112209","R.3 Ramka 1-krotna, szkło, biały",99,"BPR",1,"szt.",10,4011334392965,"EC000007","-",0.23,5.0999999999999997E-2,"KG","TAK"]
["10112214","R.3 Ramka 1-krotna, stal szlachetna/biały",134,"BPR",1,"szt.",10,4011334392972,"EC000007","-",0.23,0.113,"KG","TAK"]
["10112216","R.3 Ramka 1-krotna, szkło, czarny",99,"BPR",1,"szt.",10,4011334392989,"EC000007","-",0.23,5.0999999999999997E-2,"KG","TAK"]
["10112245","R.3 Ramka 1-krotna, czarny, połysk",18.399999999999999,"BPR",1,"szt.",10,4011334393009,"EC000007","-",0.23,4.9000000000000002E-2,"KG","TAK"]
["10112274","R.3 Ramka 1-krotna, alu/biały",108,"BPR",1,"szt.",10,4011334393016,"EC000007","-",0.23,4.9000000000000002E-2,"KG","TAK"]
["10112284","R.3 Ramka 1-krotna, alu/czarny",108,"BPR",1,"szt.",10,4011334393030,"EC000007","-",0.23,4.9000000000000002E-2,"KG","TAK"]
["10112289","R.3 Ramka 1-krotna, biały, połysk",12,"BPR",1,"szt.",10,4011334393047,"EC000007","-",0.23,4.9000000000000002E-2,"KG","TAK"]
["10112334","R.1 Ramka 1-krotna, akryl przezroczysty, pomarańczowy/czarny",54,"BPR",1,"szt.",1,4011334400028,"EC000007","-",0.23,2.7E-2,"KG","NIE"]
["10112339","R.1 Ramka 1-krotna, akryl przezroczysty, pomarańczowy/biały",54,"BPR",1,"szt.",1,4011334400011,"EC000007","-",0.23,2.8000000000000001E-2,"KG","TAK"]
["10112344","R.1 Ramka 1-krotna, akryl przezroczysty, czerwony/czarny",54,"BPR",1,"szt.",1,4011334399926,"EC000007","-",0.23,2.9000000000000001E-2,"KG","TAK"]
["10112349","R.1 Ramka 1-krotna, akryl przezroczysty, czerwony/biały",54,"BPR",1,"szt.",1,4011334399919,"EC000007","-",0.23,2.9000000000000001E-2,"KG","TAK"]
["10112354","R.1 Ramka 1-krotna, dąb/czarny",92.5,"BPR",1,"szt.",1,4011334413073,"EC000007","-",0.23,2.4E-2,"KG","TAK"]
["10112359","R.1 Ramka 1-krotna, dąb/biały",92.5,"BPR",1,"szt.",1,4011334413066,"EC000007","-",0.23,2.4E-2,"KG","NIE"]
["10112364","R.1 Ramka 1-krotna, skóra/czarny",86,"BPR",1,"szt.",1,4011334412977,"EC000007","-",0.23,2.1000000000000001E-2,"KG","NIE"]
["10112369","R.1 Ramka 1-krotna, skóra/biały",86,"BPR",1,"szt.",1,4011334412960,"EC000007","-",0.23,2.1000000000000001E-2,"KG","TAK"]
["10112374","R.1 Ramka 1-krotna, beton/czarny",162,"BPR",1,"szt.",1,4011334412878,"EC000007","-",0.23,4.1000000000000002E-2,"KG","TAK"]
["10112379","R.1 Ramka 1-krotna, beton/biały",162,"BPR",1,"szt.",1,4011334412861,"EC000007","-",0.23,4.2000000000000003E-2,"KG","TAK"]
["10112384","R.1 Ramka 1-krotna, łupek/czarny",134,"BPR",1,"szt.",1,4011334412779,"EC000007","-",0.23,4.9000000000000002E-2,"KG","TAK"]
["10112389","R.1 Ramka 1-krotna, łupek/biały",134,"BPR",1,"szt.",1,4011334399513,"EC000007","-",0.23,4.9000000000000002E-2,"KG","TAK"]
["10113001","B.3 Ramka 1-krotna, alu, brązowy/antracyt",61,"BPR",1,"szt.",10,4011334371557,"EC000007","-",0.23,3.6999999999999998E-2,"KG","TAK"]
["10113004","B.3 Ramka 1-krotna, alu/antracyt",57.5,"BPR",1,"szt.",10,4011334219934,"EC000007","-",0.23,3.5999999999999997E-2,"KG","TAK"]
["10113005","B.3 Ramka 1-krotna, alu, czarny/antracyt",61,"BPR",1,"szt.",10,4011334371540,"EC000007","-",0.23,3.6999999999999998E-2,"KG","TAK"]
["10113012","B.3 Ramka 1-krotna, alu, czerwony/antracyt",61,"BPR",1,"szt.",10,4011334384830,"EC000007","-",0.23,3.6999999999999998E-2,"KG","TAK"]
["10113014","B.3 Ramka 1-krotna bez logo Berker, alu/antracyt",54,"BPR",1,"szt.",10,4011334234104,"EC000007","-",0.23,3.6999999999999998E-2,"KG","NIE"]
["10113015","B.3 Ramka 1-krotna alu, czarny/antracyt",57,"BPR",1,"szt.",10,4011334371564,"EC000007","-",0.23,3.6999999999999998E-2,"KG","NIE"]
["10113016","B.3 Ramka 1-krotna, alu, złoty/antracyt",61,"BPR",1,"szt.",10,4011334384892,"EC000007","-",0.23,3.6999999999999998E-2,"KG","TAK"]
["10113021","B.3 Ramka 1-krotna, alu, brązowy/biały",60,"BPR",1,"szt.",10,4011334384717,"EC000007","-",0.23,3.6999999999999998E-2,"KG","TAK"]
["10113022","B.3 Ramka 1-krotna, alu, czerwony/biały",60,"BPR",1,"szt.",10,4011334384779,"EC000007","-",0.23,3.6999999999999998E-2,"KG","TAK"]
["10113025","B.3 Ramka 1-krotna, alu, czarny/biały",60,"BPR",1,"szt.",10,4011334384656,"EC000007","-",0.23,3.6999999999999998E-2,"KG","TAK"]
["10113046","B.3 Ramka 1-krotna, złoty/biały",70.5,"BPR",1,"szt.",10,4011334236580,"EC000007","-",0.23,3.5999999999999997E-2,"KG","TAK"]
["10113606","B.7 Ramka 1-krotna, stal szlachetna/antracyt",129,"BPR",1,"szt.",10,4011334383178,"EC000007","-",0.23,0.17100000000000001,"KG","TAK"]
["10113609","B.7 Ramka 1-krotna, stal szlachetna/biały",129,"BPR",1,"szt.",10,4011334383277,"EC000007","-",0.23,0.17100000000000001,"KG","TAK"]
["10113904","B.3 Ramka 1-krotna, alu/biały",56.5,"BPR",1,"szt.",10,4011334252184,"EC000007","-",0.23,3.7999999999999999E-2,"KG","TAK"]
["10113914","B.3 Ramka 1-krotna bez logo Berker, alu/biały",53,"BPR",1,"szt.",10,4011334257813,"-","-",0.23,3.4000000000000002E-2,"KG","NIE"]
["10116017","Q.7 Ramka 1-krotna, miedź - produkt dostępny od I kwartału 2017","Cena na zapytanie","BER",1,"szt.",1,4011334459774,"-","-",0.23,"-","-","NIE"]
["10116019","Q.1 Ramka 1-krotna z polem opisowym, biały, aksamit",22.3,"BPR",1,"szt.",10,4011334312406,"EC000007","-",0.23,2.5999999999999999E-2,"KG","NIE"]
["10116020","Q.7 Ramka 1-krotna, beton - produkt dostępny od I kwartału 2017","Cena na zapytanie","BER",1,"szt.",1,4011334459736,"-","-",0.23,0.06,"KG","NIE"]
["10116024","Q.7 Ramka 1-krotna, aluminium, niebieskie - produkt dostępny od I kwartału 2017","Cena na zapytanie","BER",1,"szt.",1,4011334459859,"-","-",0.23,"-","-","NIE"]
["10116030","Q.7 Ramka 1-krotna, łupek - produkt dostępny od I kwartału 2017","Cena na zapytanie","BER",1,"szt.",1,4011334459699,"-","-",0.23,7.0000000000000007E-2,"KG","NIE"]
["10116045","Q.1 Ramka kontrastowa 1-krotna, antracyt, aksamit",15.6,"BPR",1,"szt.",10,4011334312505,"EC000007","-",0.23,2.5000000000000001E-2,"KG","NIE"]
["10116062","Q.1 Ramka 1-krotna, czerwony, aksamit",15.6,"BPR",1,"szt.",10,4011334312352,"EC000007","-",0.23,2.5000000000000001E-2,"KG","NIE"]
["10116074","Q.7 Ramka 1-krotna, aluminium - produkt dostępny od I kwartału 2017","Cena na zapytanie","BER",1,"szt.",1,4011334450139,"-","-",0.23,7.0000000000000007E-2,"KG","NIE"]
["10116076","Q.7 Ramka 1-krotna, szkło, czarny - produkt dostępny od I kwartału 2017","Cena na zapytanie","BER",1,"szt.",1,4011334449935,"-","-",0.23,7.0000000000000007E-2,"KG","NIE"]
["10116079","Q.7 Ramka 1-krotna, szkło, biały - produkt dostępny od I kwartału 2017","Cena na zapytanie","BER",1,"szt.",1,4011334449836,"-","-",0.23,7.0000000000000007E-2,"KG","NIE"]
["10116083","Q.7 Ramka 1-krotna, stal szlachetna - produkt dostępny od I kwartału 2017","Cena na zapytanie","BER",1,"szt.",1,4011334460763,"-","-",0.23,0.18,"KG","NIE"]
["10116084","Q.1 Ramka 1-krotna, alu aksamit, lakierowany",23.7,"BER",1,"szt.",10,4011334442639,"EC000007","-",0.23,2.3E-2,"KG","TAK"]
["10116086","Q.1 Ramka 1-krotna, antracyt, aksamit",13.5,"BPR",1,"szt.",10,4011334379119,"EC000007","-",0.23,2.5000000000000001E-2,"KG","TAK"]
["10116089","Q.1 Ramka 1-krotna, biały, aksamit",5.0999999999999996,"BPR",1,"szt.",10,4011334312239,"EC000007","-",0.23,2.5999999999999999E-2,"KG","TAK"]
["10116094","Q.3 Ramka 1-krotna, alu aksamit, lakierowany",23.7,"BER",1,"szt.",10,4011334442646,"EC000007","-",0.23,1.7999999999999999E-2,"KG","TAK"]
["10116096","Q.3 Ramka 1-krotna, antracyt, aksamit",13.4,"BPR",1,"szt.",10,4011334385653,"EC000007","-",0.23,0.02,"KG","TAK"]
["10116099","Q.3 Ramka 1-krotna biały, aksamit",5.0999999999999996,"BPR",1,"szt.",10,4011334370017,"EC000007","-",0.23,0.02,"KG","TAK"]
["10116414","B.7 Ramka szklana 1-krotna, alu",93.5,"BPR",1,"szt.",10,4011334303947,"EC000007","-",0.23,6.5000000000000002E-2,"KG","TAK"]
["10116424","B.7 Ramka 1-krotna, alu, mat",33.799999999999997,"BPR",1,"szt.",10,4011334376712,"EC000007","-",0.23,2.4E-2,"KG","TAK"]
["10116616","B.7 Ramka szklana 1-krotna, czarny",93.5,"BPR",1,"szt.",10,4011334303930,"EC000007","-",0.23,6.6000000000000003E-2,"KG","TAK"]
["10116626","B.7 Ramka 1-krotna, antracyt, mat",25.8,"BPR",1,"szt.",10,4011334376668,"EC000007","-",0.23,2.4E-2,"KG","TAK"]
["10116904","B.7 Ramka 1-krotna, alu/antracyt",114,"BPR",1,"szt.",10,4011334372592,"EC000007","-",0.23,6.9000000000000006E-2,"KG","TAK"]
["10116909","B.7 Ramka szklana 1-krotna, biały",93.5,"BPR",1,"szt.",10,4011334238942,"EC000007","-",0.23,6.6000000000000003E-2,"KG","TAK"]
["10116914","B.7 Ramka 1-krotna, alu/biały",114,"BPR",1,"szt.",10,4011334384953,"EC000007","-",0.23,6.9000000000000006E-2,"KG","TAK"]
["10116919","B.7 Ramka 1-krotna, biały, mat",22.5,"BPR",1,"szt.",10,4011334376613,"EC000007","-",0.23,2.4E-2,"KG","TAK"]
["10118912","B.Kwadrat Ramka 1-krotna z polem opisowym, kremowy, połysk",14,"BPR",1,"szt.",10,4011334276937,"EC000007","-",0.23,1.6E-2,"KG","NIE"]
["10118919","B.Kwadrat Ramka 1-krotna z polem opisowym, biały, połysk",14,"BPR",1,"szt.",10,4011334276920,"EC000007","27.33.13.0",0.23,1.6E-2,"KG","NIE"]
["10118962","B.Kwadrat Ramka 1-krotna czerwony, połysk",14.2,"BPR",1,"szt.",10,4011334284871,"EC000007","27.33.13.0",0.23,2.1000000000000001E-2,"KG","NIE"]
["10118982","S.1 Ramka 1-krotna, kremowy, połysk",6.2,"BPR",1,"szt.",10,4011334276876,"EC000007","-",0.23,2.3E-2,"KG","TAK"]
["10118989","S.1 Ramka 1-krotna, biały, połysk",6.2,"BPR",1,"szt.",10,4011334276838,"EC000007","-",0.23,2.3E-2,"KG","TAK"]
["10119909","S.1 Ramka 1-krotna, biały, mat",6.5,"BPR",1,"szt.",10,4011334230564,"EC000007","-",0.23,0.01,"KG","TAK"]
["10119919","S.1 Ramka 1-krotna z polem opisowym, biały, mat",14,"BPR",1,"szt.",10,4011334237778,"EC000007","-",0.23,1.7000000000000001E-2,"KG","NIE"]
["10119945","S.1 Ramka kontrastowa 1-krotna, antracyt, mat",14.2,"BPR",1,"szt.",10,4011334232612,"EC000007","-",0.23,1.4999999999999999E-2,"KG","NIE"]
["10119959","S.1 Ramka 1-krotna z polem opisowym, alu, mat",30.7,"BPR",1,"szt.",10,4011334360537,"EC000007","-",0.23,1.7999999999999999E-2,"KG","NIE"]
["10119969","S.1 Ramka 1-krotna z polem opisowym, antracyt, mat",22.2,"BPR",1,"szt.",10,4011334360544,"EC000007","-",0.23,1.7999999999999999E-2,"KG","NIE"]
["10122004","R.classic Ramka 2-krotna, stal szlachetna/czarny",231,"BPR",1,"szt.",10,4011334392279,"EC000007","-",0.23,0.154,"KG","NIE"]
["10122009","R.classic Ramka 2-krotna, szkło, biały",231,"BPR",1,"szt.",5,4011334392286,"EC000007","-",0.23,7.4999999999999997E-2,"KG","NIE"]
["10122014","R.classic Ramka 2-krotna, stal szlachetna/biały",231,"BPR",1,"szt.",10,4011334392293,"EC000007","-",0.23,0.154,"KG","NIE"]
["10122016","R.classic Ramka 2-krotna, szkło, czarny",231,"BPR",1,"szt.",5,4011334392309,"EC000007","-",0.23,7.4999999999999997E-2,"KG","NIE"]
["10122045","R.classic Ramka 2-krotna, czarny, połysk",68,"BPR",1,"szt.",2,4011334364559,"EC000007","-",0.23,3.6999999999999998E-2,"KG","TAK"]
["10122074","R.classic Ramka 2-krotna, alu/biały",220,"BPR",1,"szt.",10,4011334392316,"EC000007","-",0.23,6.9000000000000006E-2,"KG","NIE"]
["10122084","R.classic Ramka 2-krotna, alu/czarny",220,"BPR",1,"szt.",10,4011334392323,"EC000007","-",0.23,6.9000000000000006E-2,"KG","NIE"]
["10122089","R.classic Ramka 2-krotna, biały, połysk",68,"BPR",1,"szt.",2,4011334364542,"EC000007","-",0.23,3.6999999999999998E-2,"KG","TAK"]
["10122104","R.1 Ramka 2-krotna, stal szlachetna/czarny",222,"BPR",1,"szt.",10,4011334392552,"EC000007","-",0.23,0.19,"KG","TAK"]
["10122109","R.1 Ramka 2-krotna, szkło, biały",165,"BPR",1,"szt.",5,4011334392569,"EC000007","-",0.23,0.08,"KG","TAK"]
["10122114","R.1 Ramka 2-krotna, stal szlachetna/biały",222,"BPR",1,"szt.",10,4011334392576,"EC000007","-",0.23,0.19,"KG","TAK"]
["10122116","R.1 Ramka 2-krotna, szkło, czarny",165,"BPR",1,"szt.",5,4011334392583,"EC000007","-",0.23,0.08,"KG","TAK"]
["10122145","R.1 Ramka 2-krotna, czarny, połysk",26.2,"BPR",1,"szt.",2,4011334392613,"EC000007","-",0.23,3.4000000000000002E-2,"KG","TAK"]
["10122174","R.1 Ramka 2-krotna, alu/biały",165,"BPR",1,"szt.",10,4011334392637,"EC000007","-",0.23,7.6999999999999999E-2,"KG","TAK"]
["10122184","R.1 Ramka 2-krotna, alu/czarny",165,"BPR",1,"szt.",10,4011334392651,"EC000007","-",0.23,7.6999999999999999E-2,"KG","TAK"]
["10122189","R.1 Ramka 2-krotna, biały, połysk",19.8,"BPR",1,"szt.",2,4011334392668,"EC000007","-",0.23,3.4000000000000002E-2,"KG","TAK"]
["10122204","R.3 Ramka 2-krotna, stal szlachetna/czarny",222,"BPR",1,"szt.",10,4011334393054,"EC000007","-",0.23,0.19500000000000001,"KG","TAK"]
["10122209","R.3 Ramka 2-krotna, szkło, biały",165,"BPR",1,"szt.",5,4011334393061,"EC000007","-",0.23,9.2999999999999999E-2,"KG","TAK"]
["10122214","R.3 Ramka 2-krotna, stal szlachetna/biały",222,"BPR",1,"szt.",10,4011334393078,"EC000007","-",0.23,0.19500000000000001,"KG","NIE"]
["10122216","R.3 Ramka 2-krotna, szkło, czarny",165,"BPR",1,"szt.",5,4011334393085,"EC000007","-",0.23,9.2999999999999999E-2,"KG","TAK"]
["10122245","R.3 Ramka 2-krotna, czarny, połysk",26.2,"BPR",1,"szt.",2,4011334393115,"EC000007","-",0.23,3.3000000000000002E-2,"KG","TAK"]
["10122274","R.3 Ramka 2-krotna, alu/biały",165,"BPR",1,"szt.",10,4011334393122,"EC000007","-",0.23,8.5000000000000006E-2,"KG","TAK"]
["10122284","R.3 Ramka 2-krotna, alu/czarny",165,"BPR",1,"szt.",10,4011334393160,"EC000007","-",0.23,8.5000000000000006E-2,"KG","TAK"]
["10122289","R.3 Ramka 2-krotna, biały, połysk",19.8,"BPR",1,"szt.",2,4011334393177,"EC000007","-",0.23,8.5000000000000006E-2,"KG","TAK"]
["10122334","R.1 Ramka 2-krotna, akryl przezroczysty, pomarańczowy/czarny",87,"BPR",1,"szt.",1,4011334400042,"EC000007","-",0.23,4.9000000000000002E-2,"KG","NIE"]
["10122339","R.1 Ramka 2-krotna, akryl przezroczysty, pomarańczowy/biały",87,"BPR",1,"szt.",1,4011334400035,"EC000007","-",0.23,5.1999999999999998E-2,"KG","NIE"]
["10122344","R.1 Ramka 2-krotna, akryl przezroczysty, czerwony/czarny",87,"BPR",1,"szt.",1,4011334399940,"EC000007","-",0.23,4.8000000000000001E-2,"KG","NIE"]
["10122349","R.1 Ramka 2-krotna, akryl przezroczysty, czerwony/biały",87,"BPR",1,"szt.",1,4011334399933,"EC000007","-",0.23,5.1999999999999998E-2,"KG","NIE"]
["10122354","R.1 Ramka 2-krotna, dąb/czarny",154,"BPR",1,"szt.",1,4011334413097,"EC000007","-",0.23,3.1E-2,"KG","TAK"]
["10122359","R.1 Ramka 2-krotna, dąb/biały",154,"BPR",1,"szt.",1,4011334413080,"EC000007","-",0.23,4.2000000000000003E-2,"KG","NIE"]
["10122364","R.1 Ramka 2-krotna, skóra/czarny",129,"BPR",1,"szt.",1,4011334412991,"EC000007","-",0.23,4.2000000000000003E-2,"KG","NIE"]
["10122369","R.1 Ramka 2-krotna, skóra/biały",129,"BPR",1,"szt.",1,4011334412984,"EC000007","-",0.23,4.2000000000000003E-2,"KG","NIE"]
["10122374","R.1 Ramka 2-krotna, beton/czarny",294,"BPR",1,"szt.",1,4011334412892,"EC000007","-",0.23,7.3999999999999996E-2,"KG","TAK"]
["10122379","R.1 Ramka 2-krotna, beton/biały",294,"BPR",1,"szt.",1,4011334412885,"EC000007","-",0.23,7.3999999999999996E-2,"KG","TAK"]
["10122384","R.1 Ramka 2-krotna, łupek/czarny",222,"BPR",1,"szt.",1,4011334412793,"EC000007","-",0.23,8.4000000000000005E-2,"KG","NIE"]
["10122389","R.1 Ramka 2-krotna, łupek/biały",222,"BPR",1,"szt.",1,4011334412786,"EC000007","-",0.23,8.7999999999999995E-2,"KG","NIE"]
["10123001","B.3 Ramka 2-krotna, alu, brązowy/antracyt",111,"BPR",1,"szt.",10,4011334371595,"EC000007","-",0.23,6.4000000000000001E-2,"KG","NIE"]
["10123004","B.3 Ramka 2-krotna, alu/antracyt",105,"BPR",1,"szt.",10,4011334220169,"EC000007","-",0.23,6.4000000000000001E-2,"KG","TAK"]
["10123005","B.3 Ramka 2-krotna, alu, czarny/antracyt",111,"BPR",1,"szt.",10,4011334371588,"EC000007","-",0.23,6.4000000000000001E-2,"KG","TAK"]
["10123012","B.3 Ramka 2-krotna, alu, czerwony/antracyt",111,"BPR",1,"szt.",10,4011334384847,"EC000007","-",0.23,6.4000000000000001E-2,"KG","TAK"]
["10123016","B.3 Ramka 2-krotna, alu, złoty/antracyt",104,"BPR",1,"szt.",10,4011334384908,"EC000007","-",0.23,6.4000000000000001E-2,"KG","NIE"]
["10123021","B.3 Ramka 2-krotna, alu, brązowy/biały",108,"BPR",1,"szt.",10,4011334384724,"EC000007","-",0.23,6.4000000000000001E-2,"KG","NIE"]
["10123022","B.3 Ramka 2-krotna, alu, czerwony/biały",108,"BPR",1,"szt.",10,4011334384786,"EC000007","-",0.23,6.4000000000000001E-2,"KG","NIE"]
["10123025","B.3 Ramka 2-krotna, alu, czarny/biały",108,"BPR",1,"szt.",10,4011334384663,"EC000007","-",0.23,6.4000000000000001E-2,"KG","NIE"]
["10123046","B.3 Ramka 2-krotna, alu, złoty/biały",108,"BPR",1,"szt.",10,4011334236597,"EC000007","-",0.23,6.0999999999999999E-2,"KG","TAK"]
["10123606","B.7 Ramka 2-krotna pionowa, stal szlachetna/antracyt",185,"BPR",1,"szt.",5,4011334383185,"EC000007","-",0.23,0.28100000000000003,"KG","TAK"]
["10123609","B.7 Ramka 2-krotna pionowa, stal szlachetna/biały",185,"BPR",1,"szt.",5,4011334383284,"EC000007","-",0.23,0.28199999999999997,"KG","NIE"]
["10123904","B.3 Ramka 2-krotna, alu/biały",102,"BPR",1,"szt.",10,4011334252191,"EC000007","-",0.23,6.3E-2,"KG","TAK"]
["10126017","Q.7 Ramka 2-krotna, pionowa, miedź - produkt dostępny od I kwartału 2017","Cena na zapytanie","BER",1,"szt.",1,4011334459781,"-","-",0.23,"-","-","NIE"]
["10126019","Q.1 Ramka 2-krotna pionowa z polem opisowym, biały, aksamit",35.200000000000003,"BPR",1,"szt.",10,4011334312420,"EC000007","-",0.23,4.5999999999999999E-2,"KG","NIE"]
["10126020","Q.7 Ramka 2-krotna, beton - produkt dostępny od I kwartału 2017","Cena na zapytanie","BER",1,"szt.",1,4011334459743,"-","-",0.23,0.1,"KG","NIE"]
["10126024","Q.7 Ramka 2-krotna, pionowa, aluminium, niebieskie - produkt dostępny od I kwartału 2017","Cena na zapytanie","BER",1,"szt.",1,4011334460268,"-","-",0.23,"-","-","NIE"]
["10126030","Q.7 Ramka 2-krotna, łupek - produkt dostępny od I kwartału 2017","Cena na zapytanie","BER",1,"szt.",1,4011334459705,"-","-",0.23,0.12,"KG","NIE"]
["10126062","Q.1 Ramka 2-krotna, czerwony, aksamit",22.6,"BPR",1,"szt.",10,4011334312369,"EC000007","-",0.23,4.2000000000000003E-2,"KG","NIE"]
["10126074","Q.7 Ramka 2-krotna, aluminium - produkt dostępny od I kwartału 2017","Cena na zapytanie","BER",1,"szt.",1,4011334450146,"-","-",0.23,0.11,"KG","NIE"]
["10126076","Q.7 Ramka 2-krotna, szkło, czarny - produkt dostępny od I kwartału 2017","Cena na zapytanie","BER",1,"szt.",1,4011334449942,"-","-",0.23,0.11,"KG","NIE"]
["10126079","Q.7 Ramka 2-krotna, szkło, biały - produkt dostępny od I kwartału 2017","Cena na zapytanie","BER",1,"szt.",1,4011334449843,"-","-",0.23,0.11,"KG","NIE"]
["10126083","Q.7 Ramka 2-krotna pionowa, stal szlachetna - produkt dostępny od I kwartału 2017","Cena na zapytanie","BER",1,"szt.",1,4011334460770,"-","-",0.23,0.28999999999999998,"KG","NIE"]
["10126084","Q.1 Ramka 2-krotna, alu aksamit, lakierowany",36.200000000000003,"BER",1,"szt.",10,4011334442660,"EC000007","-",0.23,0.04,"KG","TAK"]
["10126086","Q.1 Ramka 2-krotna, antracyt, aksamit",21.3,"BPR",1,"szt.",10,4011334379164,"EC000007","-",0.23,4.2000000000000003E-2,"KG","TAK"]
["10126089","Q.1 Ramka 2-krotna, biały, aksamit",10,"BPR",1,"szt.",10,4011334312253,"EC000007","-",0.23,4.2999999999999997E-2,"KG","TAK"]
["10126094","Q.3 Ramka 2-krotna, alu aksamit, lakierowany",36.200000000000003,"BER",1,"szt.",2,4011334442677,"EC000007","-",0.23,3.2000000000000001E-2,"KG","TAK"]
["10126096","Q.3 Ramka 2-krotna, antracyt, aksamit",21.2,"BPR",1,"szt.",10,4011334385677,"EC000007","-",0.23,3.4000000000000002E-2,"KG","TAK"]
["10126099","Q.3 Ramka 2-krotna, biały, aksamit",9.9,"BPR",1,"szt.",2,4011334370024,"EC000007","-",0.23,3.4000000000000002E-2,"KG","TAK"]
["10126414","B.7 Ramka szklana 2-krotna, alu",163,"BPR",1,"szt.",5,4011334303961,"EC000007","-",0.23,0.107,"KG","TAK"]
["10126424","B.7 Ramka 2-krotna, alu, mat",53,"BPR",1,"szt.",10,4011334376729,"EC000007","-",0.23,3.9E-2,"KG","TAK"]
["10126616","B.7 Ramka szklana 2-krotna, czarny",163,"BPR",1,"szt.",5,4011334303954,"EC000007","-",0.23,0.108,"KG","TAK"]
["10126626","B.7 Ramka 2-krotna, antracyt, mat",39.299999999999997,"BPR",1,"szt.",10,4011334376675,"EC000007","-",0.23,3.9E-2,"KG","TAK"]
["10126904","B.7 Ramka 2-krotna, alu/antracyt",174,"BPR",1,"szt.",5,4011334372608,"EC000007","-",0.23,0.114,"KG","NIE"]
["10126909","B.7 Ramka szklana 2-krotna, biały",163,"BPR",1,"szt.",5,4011334238959,"EC000007","-",0.23,0.108,"KG","TAK"]
["10126914","B.7 Ramka 2-krotna, alu/biały",174,"BPR",1,"szt.",5,4011334384960,"EC000007","-",0.23,0.114,"KG","TAK"]
["10126919","B.7 Ramka 2-krotna, biały, mat",33.799999999999997,"BPR",1,"szt.",10,4011334376620,"EC000007","-",0.23,3.9E-2,"KG","TAK"]
["10128912","B.Kwadrat Ramka 2-krotna pionowa z polem opisowym, kremowy, połysk",26,"BPR",1,"szt.",10,4011334276982,"EC000007","-",0.23,2.7E-2,"KG","NIE"]
["10128919","B.Kwadrat Ramka 2-krotna pionowa z polem opisowym, biały, połysk",26,"BPR",1,"szt.",10,4011334276944,"EC000007","27.33.13.0",0.23,2.8000000000000001E-2,"KG","NIE"]
["10128962","B.Kwadrat Ramka 2-krotna czerwony, połysk",23.2,"BPR",1,"szt.",2,4011334284888,"EC000007","27.33.13.0",0.23,4.1000000000000002E-2,"KG","NIE"]
["10128982","S.1 Ramka 2-krotna, kremowy, połysk",10.5,"BPR",1,"szt.",10,4011334276883,"EC000007","-",0.23,3.9E-2,"KG","TAK"]
["10128989","S.1 Ramka 2-krotna, biały, połysk",10.5,"BPR",1,"szt.",10,4011334276845,"EC000007","-",0.23,3.9E-2,"KG","TAK"]
["10129909","S.1 Ramka 2-krotna, biały, mat",11.1,"BPR",1,"szt.",10,4011334230571,"EC000007","-",0.23,3.1E-2,"KG","TAK"]
["10129919","S.1 Ramka 2-krotna pionowa z polem opisowym, biały, mat",26,"BPR",1,"szt.",10,4011334237785,"EC000007","-",0.23,2.9000000000000001E-2,"KG","NIE"]
["10129959","S.1 Ramka 2-krotna pionowa z polem opisowym, alu, mat",51,"BPR",1,"szt.",10,4011334360551,"EC000007","-",0.23,3.1E-2,"KG","NIE"]
["10129969","S.1 Ramka 2-krotna pionowa z polem opisowym, antracyt, mat",39.200000000000003,"BPR",1,"szt.",10,4011334360568,"EC000007","-",0.23,3.1E-2,"KG","NIE"]
["10132004","R.classic Ramka 3-krotna, stal szlachetna/czarny",319,"BPR",1,"szt.",10,4011334392330,"EC000007","-",0.23,0.23699999999999999,"KG","NIE"]
["10132009","R.classic Ramka 3-krotna, szkło, biały",335,"BPR",1,"szt.",5,4011334392347,"EC000007","-",0.23,0.112,"KG","NIE"]
["10132014","R.classic Ramka 3-krotna, stal szlachetna/biały",319,"BPR",1,"szt.",10,4011334392354,"EC000007","-",0.23,0.23699999999999999,"KG","NIE"]
["10132016","R.classic Ramka 3-krotna, szkło, czarny",335,"BPR",1,"szt.",5,4011334392361,"EC000007","-",0.23,0.112,"KG","NIE"]
["10132045","R.classic Ramka 3-krotna, czarny, połysk",93.5,"BPR",1,"szt.",2,4011334364573,"EC000007","-",0.23,5.1999999999999998E-2,"KG","NIE"]
["10132074","R.classic Ramka 3-krotna, alu/biały",319,"BPR",1,"szt.",10,4011334392378,"EC000007","-",0.23,0.105,"KG","NIE"]
["10132084","R.classic Ramka 3-krotna, alu/czarny",319,"BPR",1,"szt.",10,4011334392385,"EC000007","-",0.23,0.105,"KG","NIE"]
["10132089","R.classic Ramka 3-krotna, biały, połysk",93.5,"BPR",1,"szt.",2,4011334364566,"EC000007","-",0.23,5.1999999999999998E-2,"KG","TAK"]
["10132104","R.1 Ramka 3-krotna, stal szlachetna/czarny",310,"BPR",1,"szt.",10,4011334392675,"EC000007","-",0.23,0.26300000000000001,"KG","NIE"]
["10132109","R.1 Ramka 3-krotna, szkło, biały",282,"BPR",1,"szt.",5,4011334392682,"EC000007","-",0.23,0.115,"KG","TAK"]
["10132114","R.1 Ramka 3-krotna, stal szlachetna/biały",310,"BPR",1,"szt.",10,4011334392699,"EC000007","-",0.23,0.26600000000000001,"KG","NIE"]
["10132116","R.1 Ramka 3-krotna, szkło, czarny",282,"BPR",1,"szt.",5,4011334392705,"EC000007","-",0.23,0.115,"KG","TAK"]
["10132145","R.1 Ramka 3-krotna, czarny, połysk",42.2,"BPR",1,"szt.",10,4011334392736,"EC000007","-",0.23,0.11600000000000001,"KG","TAK"]
["10132174","R.1 Ramka 3-krotna, alu/biały",282,"BPR",1,"szt.",10,4011334392750,"EC000007","-",0.23,0.114,"KG","TAK"]
["10132184","R.1 Ramka 3-krotna, alu/czarny",282,"BPR",1,"szt.",10,4011334392774,"EC000007","-",0.23,0.113,"KG","NIE"]
["10132189","R.1 Ramka 3-krotna, biały, połysk",34.9,"BPR",1,"szt.",2,4011334392781,"EC000007","-",0.23,0.11600000000000001,"KG","TAK"]
["10132204","R.3 Ramka 3-krotna, stal szlachetna/czarny",310,"BPR",1,"szt.",10,4011334393184,"EC000007","-",0.23,0.27500000000000002,"KG","TAK"]
["10132209","R.3 Ramka 3-krotna, szkło, biały",282,"BPR",1,"szt.",5,4011334393191,"EC000007","-",0.23,0.129,"KG","TAK"]
["10132214","R.3 Ramka 3-krotna, stal szlachetna/biały",310,"BPR",1,"szt.",10,4011334393207,"EC000007","-",0.23,0.27800000000000002,"KG","NIE"]
["10132216","R.3 Ramka 3-krotna, szkło, czarny",282,"BPR",1,"szt.",5,4011334393214,"EC000007","-",0.23,0.129,"KG","NIE"]
["10132245","R.3 Ramka 3-krotna, czarny, połysk",42.2,"BPR",1,"szt.",10,4011334393245,"EC000007","-",0.23,0.123,"KG","TAK"]
["10132274","R.3 Ramka 3-krotna, alu/biały",282,"BPR",1,"szt.",10,4011334393252,"EC000007","-",0.23,0.123,"KG","NIE"]
["10132284","R.3 Ramka 3-krotna, alu/czarny",282,"BPR",1,"szt.",10,4011334393283,"EC000007","-",0.23,0.123,"KG","NIE"]
["10132289","R.3 Ramka 3-krotna, biały, połysk",34.9,"BPR",1,"szt.",2,4011334393290,"EC000007","-",0.23,0.123,"KG","TAK"]
["10132334","R.1 Ramka 3-krotna, akryl przezroczysty, pomarańczowy/czarny",147,"BPR",1,"szt.",1,4011334400066,"EC000007","-",0.23,7.4999999999999997E-2,"KG","NIE"]
["10132339","R.1 Ramka 3-krotna, akryl przezroczysty, pomarańczowy/biały",147,"BPR",1,"szt.",1,4011334400059,"EC000007","-",0.23,7.1999999999999995E-2,"KG","NIE"]
["10132344","R.1 Ramka 3-krotna, akryl przezroczysty, czerwony/czarny",147,"BPR",1,"szt.",1,4011334399964,"EC000007","-",0.23,7.1999999999999995E-2,"KG","NIE"]
["10132349","R.1 Ramka 3-krotna, akryl przezroczysty, czerwony/biały",147,"BPR",1,"szt.",1,4011334399957,"EC000007","-",0.23,7.1999999999999995E-2,"KG","NIE"]
["10132354","R.1 Ramka 3-krotna, dąb/czarny",269,"BPR",1,"szt.",1,4011334413110,"EC000007","-",0.23,5.7000000000000002E-2,"KG","NIE"]
["10132359","R.1 Ramka 3-krotna, dąb/biały",269,"BPR",1,"szt.",1,4011334413103,"EC000007","-",0.23,5.8999999999999997E-2,"KG","NIE"]
["10132364","R.1 Ramka 3-krotna, skóra/czarny",221,"BPR",1,"szt.",1,4011334413011,"EC000007","-",0.23,5.8999999999999997E-2,"KG","NIE"]
["10132369","R.1 Ramka 3-krotna, skóra/biały",221,"BPR",1,"szt.",1,4011334413004,"EC000007","-",0.23,5.8999999999999997E-2,"KG","NIE"]
["10132374","R.1 Ramka 3-krotna, beton/czarny",427,"BPR",1,"szt.",1,4011334412915,"EC000007","-",0.23,9.7000000000000003E-2,"KG","NIE"]
["10132379","R.1 Ramka 3-krotna, beton/biały",427,"BPR",1,"szt.",1,4011334412908,"EC000007","-",0.23,0.10100000000000001,"KG","TAK"]
["10132384","R.1 Ramka 3-krotna, łupek/czarny",310,"BPR",1,"szt.",1,4011334412816,"EC000007","-",0.23,0.125,"KG","NIE"]
["10132389","R.1 Ramka 3-krotna, łupek/biały",310,"BPR",1,"szt.",1,4011334412809,"EC000007","-",0.23,0.123,"KG","NIE"]
["10133001","B.3 Ramka 3-krotna, alu, brązowy/antracyt",168,"BPR",1,"szt.",10,4011334371618,"EC000007","-",0.23,9.0999999999999998E-2,"KG","TAK"]
["10133004","B.3 Ramka 3-krotna, alu/antracyt",159,"BPR",1,"szt.",10,4011334222743,"EC000007","-",0.23,9.0999999999999998E-2,"KG","TAK"]
["10133005","B.3 Ramka 3-krotna, alu, czarny/antracyt",168,"BPR",1,"szt.",10,4011334371601,"EC000007","-",0.23,9.0999999999999998E-2,"KG","TAK"]
["10133012","B.3 Ramka 3-krotna, alu, czerwony/antracyt",168,"BPR",1,"szt.",10,4011334384854,"EC000007","-",0.23,9.0999999999999998E-2,"KG","NIE"]
["10133016","B.3 Ramka 3-krotna, alu, złoty/antracyt",157,"BPR",1,"szt.",10,4011334384915,"EC000007","-",0.23,9.0999999999999998E-2,"KG","NIE"]
["10133021","B.3 Ramka 3-krotna, alu, brązowy/biały",166,"BPR",1,"szt.",10,4011334384731,"EC000007","-",0.23,9.0999999999999998E-2,"KG","NIE"]
["10133022","B.3 Ramka 3-krotna, alu, czerwony/biały",166,"BPR",1,"szt.",10,4011334384793,"EC000007","-",0.23,9.0999999999999998E-2,"KG","NIE"]
["10133025","B.3 Ramka 3-krotna, alu, czarny/biały",166,"BPR",1,"szt.",10,4011334384670,"EC000007","-",0.23,9.0999999999999998E-2,"KG","NIE"]
["10133046","B.3 Ramka 3-krotna, alu, złoty/biały",166,"BPR",1,"szt.",10,4011334236603,"EC000007","-",0.23,8.2000000000000003E-2,"KG","NIE"]
["10133606","B.7 Ramka 3-krotna pionowa, stal szlachetna/antracyt",290,"BPR",1,"szt.",5,4011334383192,"EC000007","-",0.23,0.38700000000000001,"KG","NIE"]
["10133609","B.7 Ramka 3-krotna pionowa, stal szlachetna/biały",290,"BPR",1,"szt.",5,4011334383291,"EC000007","-",0.23,0.38900000000000001,"KG","NIE"]
["10133904","B.3 Ramka 3-krotna, alu/biały",157,"BPR",1,"szt.",10,4011334252207,"EC000007","-",0.23,8.7999999999999995E-2,"KG","TAK"]
["10136017","Q.7 Ramka 3-krotna, pionowa, miedź - produkt dostępny od I kwartału 2017","Cena na zapytanie","BER",1,"szt.",1,4011334459798,"-","-",0.23,"-","-","NIE"]
["10136019","Q.1 Ramka 3-krotna pionowa z polem opisowym, biały, aksamit",60.5,"BPR",1,"szt.",10,4011334312437,"EC000007","-",0.23,6.7000000000000004E-2,"KG","NIE"]
["10136020","Q.7 Ramka 3-krotna, beton - produkt dostępny od I kwartału 2017","Cena na zapytanie","BER",1,"szt.",1,4011334459750,"-","-",0.23,0.13,"KG","NIE"]
["10136024","Q.7 Ramka 3-krotna, pionowa, aluminium, niebieskie - produkt dostępny od I kwartału 2017","Cena na zapytanie","BER",1,"szt.",1,4011334460275,"-","-",0.23,"-","-","NIE"]
["10136030","Q.7 Ramka 3-krotna, łupek - produkt dostępny od I kwartału 2017","Cena na zapytanie","BER",1,"szt.",1,4011334459712,"-","-",0.23,0.16,"KG","NIE"]
["10136062","Q.1 Ramka 3-krotna, czerwony, aksamit",39,"BPR",1,"szt.",2,4011334312376,"EC000007","-",0.23,6.7000000000000004E-2,"KG","NIE"]
["10136074","Q.7 Ramka 3-krotna, aluminium - produkt dostępny od I kwartału 2017","Cena na zapytanie","BER",1,"szt.",1,4011334450153,"-","-",0.23,0.15,"KG","NIE"]
["10136076","Q.7 Ramka 3-krotna, szkło, czarny - produkt dostępny od I kwartału 2017","Cena na zapytanie","BER",1,"szt.",1,4011334449959,"-","-",0.23,0.15,"KG","NIE"]
["10136079","Q.7 Ramka 3-krotna, szkło, biały - produkt dostępny od I kwartału 2017","Cena na zapytanie","BER",1,"szt.",5,4011334449850,"-","-",0.23,0.15,"KG","NIE"]
["10136083","Q.7 Ramka 3-krotna pionowa, stal szlachetna - produkt dostępny od I kwartału 2017","Cena na zapytanie","BER",1,"szt.",1,4011334460787,"-","-",0.23,0.4,"KG","NIE"]
["10136084","Q.1 Ramka 3-krotna, alu aksamit, lakierowany",60.5,"BER",1,"szt.",2,4011334442691,"EC000007","-",0.23,5.6000000000000001E-2,"KG","TAK"]
["10136086","Q.1 Ramka 3-krotna, antracyt, aksamit",30.2,"BPR",1,"szt.",2,4011334379232,"EC000007","-",0.23,6.7000000000000004E-2,"KG","TAK"]
["10136089","Q.1 Ramka 3-krotna, biały, aksamit",13,"BPR",1,"szt.",2,4011334312284,"EC000007","-",0.23,6.8000000000000005E-2,"KG","TAK"]
["10136094","Q.3 Ramka 3-krotna, alu aksamit, lakierowany",60.5,"BER",1,"szt.",2,4011334442707,"EC000007","-",0.23,5.2999999999999999E-2,"KG","TAK"]
["10136096","Q.3 Ramka 3-krotna, antracyt, aksamit",30.1,"BPR",1,"szt.",2,4011334385707,"EC000007","-",0.23,5.3999999999999999E-2,"KG","TAK"]
["10136099","Q.3 Ramka 3-krotna, biały, aksamit",12.9,"BPR",1,"szt.",2,4011334370031,"EC000007","-",0.23,5.3999999999999999E-2,"KG","TAK"]
["10136414","B.7 Ramka szklana 3-krotna, alu",272,"BPR",1,"szt.",5,4011334303978,"EC000007","-",0.23,0.14799999999999999,"KG","TAK"]
["10136424","B.7 Ramka 3-krotna, alu, mat",89,"BPR",1,"szt.",5,4011334376736,"EC000007","-",0.23,8.4000000000000005E-2,"KG","TAK"]
["10136616","B.7 Ramka szklana 3-krotna, czarny",272,"BPR",1,"szt.",5,4011334304005,"EC000007","-",0.23,0.14899999999999999,"KG","TAK"]
["10136626","B.7 Ramka 3-krotna, antracyt, mat",65.5,"BPR",1,"szt.",5,4011334376682,"EC000007","-",0.23,5.5E-2,"KG","TAK"]
["10136904","B.7 Ramka 3-krotna, alu/antracyt",290,"BPR",1,"szt.",5,4011334372615,"EC000007","-",0.23,0.156,"KG","NIE"]
["10136909","B.7 Ramka szklana 3-krotna, biały",272,"BPR",1,"szt.",5,4011334238980,"EC000007","-",0.23,0.15,"KG","TAK"]
["10136914","B.7 Ramka 3-krotna, alu/biały",290,"BPR",1,"szt.",5,4011334384977,"EC000007","-",0.23,0.156,"KG","NIE"]
["10136919","B.7 Ramka 3-krotna, biały, mat",58.5,"BPR",1,"szt.",10,4011334376637,"EC000007","-",0.23,8.4000000000000005E-2,"KG","TAK"]
["10138912","B.Kwadrat Ramka 3-krotna pionowa z polem opisowym, kremowy, połysk",41.2,"BPR",1,"szt.",10,4011334276975,"EC000007","-",0.23,3.9E-2,"KG","NIE"]
["10138919","B.Kwadrat Ramka 3-krotna pionowa z polem opisowym, biały, połysk",41.2,"BPR",1,"szt.",10,4011334276968,"EC000007","27.33.13.0",0.23,3.9E-2,"KG","NIE"]
["10138962","B.Kwadrat Ramka 3-krotna czerwony, połysk",37.200000000000003,"BPR",1,"szt.",2,4011334284895,"EC000007","27.33.13.0",0.23,5.7000000000000002E-2,"KG","NIE"]
["10138982","S.1 Ramka 3-krotna, kremowy, połysk",17.899999999999999,"BPR",1,"szt.",10,4011334276890,"EC000007","-",0.23,5.5E-2,"KG","TAK"]
["10138989","S.1 Ramka 3-krotna, biały, połysk",17.899999999999999,"BPR",1,"szt.",10,4011334276852,"EC000007","-",0.23,5.5E-2,"KG","TAK"]
["10139909","S.1 Ramka 3-krotna, biały, mat",18.600000000000001,"BPR",1,"szt.",10,4011334230588,"EC000007","-",0.23,4.3999999999999997E-2,"KG","TAK"]
["10139919","S.1 Ramka 3-krotna pionowa z polem opisowym, biały, mat",41.2,"BPR",1,"szt.",10,4011334237792,"EC000007","-",0.23,4.1000000000000002E-2,"KG","NIE"]
["10139959","S.1 Ramka 3-krotna pionowa z polem opisowym, alu, mat",82.5,"BPR",1,"szt.",10,4011334360599,"EC000007","-",0.23,4.3999999999999997E-2,"KG","NIE"]
["10139969","S.1 Ramka 3-krotna pionowa z polem opisowym, antracyt, mat",62.5,"BPR",1,"szt.",10,4011334360605,"EC000007","-",0.23,4.3999999999999997E-2,"KG","NIE"]
["10142104","R.1 Ramka 4-krotna, stal szlachetna/czarny",394,"BPR",1,"szt.",2,4011334392798,"EC000007","-",0.23,0.34399999999999997,"KG","NIE"]
["10142109","R.1 Ramka 4-krotna, szkło, biały",394,"BPR",1,"szt.",1,4011334392804,"EC000007","-",0.23,0.19800000000000001,"KG","TAK"]
["10142114","R.1 Ramka 4-krotna, stal szlachetna/biały",394,"BPR",1,"szt.",2,4011334392811,"EC000007","-",0.23,0.34399999999999997,"KG","TAK"]
["10142116","R.1 Ramka 4-krotna, szkło, czarny",394,"BPR",1,"szt.",1,4011334392828,"EC000007","-",0.23,0.19800000000000001,"KG","TAK"]
["10142145","R.1 Ramka 4-krotna, czarny, połysk",69.5,"BPR",1,"szt.",2,4011334392835,"EC000007","-",0.23,6.2E-2,"KG","TAK"]
["10142174","R.1 Ramka 4-krotna, alu/biały",394,"BPR",1,"szt.",2,4011334392842,"EC000007","-",0.23,0.14699999999999999,"KG","TAK"]
["10142184","R.1 Ramka 4-krotna, alu/czarny",394,"BPR",1,"szt.",2,4011334392859,"EC000007","-",0.23,0.14699999999999999,"KG","NIE"]
["10142189","R.1 Ramka 4-krotna, biały, połysk",48.7,"BPR",1,"szt.",2,4011334392866,"EC000007","-",0.23,6.2E-2,"KG","TAK"]
["10142204","R.3 Ramka 4-krotna, stal szlachetna/czarny",394,"BPR",1,"szt.",2,4011334393306,"EC000007","-",0.23,0.36499999999999999,"KG","NIE"]
["10142209","R.3 Ramka 4-krotna, szkło, biały",394,"BPR",1,"szt.",1,4011334393313,"EC000007","-",0.23,0.19500000000000001,"KG","TAK"]
["10142214","R.3 Ramka 4-krotna, stal szlachetna/biały",394,"BPR",1,"szt.",2,4011334393320,"EC000007","-",0.23,0.36499999999999999,"KG","NIE"]
["10142216","R.3 Ramka 4-krotna, szkło, czarny",394,"BPR",1,"szt.",1,4011334393337,"EC000007","-",0.23,0.2,"KG","NIE"]
["10142245","R.3 Ramka 4-krotna, czarny, połysk",69.5,"BPR",1,"szt.",2,4011334393344,"EC000007","-",0.23,7.6999999999999999E-2,"KG","TAK"]
["10142274","R.3 Ramka 4-krotna, alu/biały",394,"BPR",1,"szt.",2,4011334393351,"EC000007","-",0.23,0.16500000000000001,"KG","NIE"]
["10142284","R.3 Ramka 4-krotna, alu/czarny",394,"BPR",1,"szt.",2,4011334393368,"EC000007","-",0.23,0.16500000000000001,"KG","NIE"]
["10142289","R.3 Ramka 4-krotna, biały, połysk",48.7,"BPR",1,"szt.",2,4011334393375,"EC000007","-",0.23,7.6999999999999999E-2,"KG","TAK"]
["10142334","R.1 Ramka 4-krotna, akryl przezroczysty, pomarańczowy/czarny",245,"BPR",1,"szt.",1,4011334400080,"EC000007","-",0.23,9.1999999999999998E-2,"KG","NIE"]
["10142339","R.1 Ramka 4-krotna, akryl przezroczysty, pomarańczowy/biały",245,"BPR",1,"szt.",1,4011334400073,"EC000007","-",0.23,9.7000000000000003E-2,"KG","NIE"]
["10142344","R.1 Ramka 4-krotna, akryl przezroczysty, czerwony/czarny",245,"BPR",1,"szt.",1,4011334399988,"EC000007","-",0.23,9.4E-2,"KG","NIE"]
["10142349","R.1 Ramka 4-krotna, akryl przezroczysty, czerwony/biały",245,"BPR",1,"szt.",1,4011334399971,"EC000007","-",0.23,9.4E-2,"KG","NIE"]
["10142354","R.1 Ramka 4-krotna, dąb/czarny",372,"BPR",1,"szt.",1,4011334413134,"EC000007","-",0.23,0.08,"KG","NIE"]
["10142359","R.1 Ramka 4-krotna, dąb/biały",372,"BPR",1,"szt.",1,4011334413127,"EC000007","-",0.23,7.4999999999999997E-2,"KG","NIE"]
["10142364","R.1 Ramka 4-krotna, skóra/czarny",314,"BPR",1,"szt.",1,4011334413035,"EC000007","-",0.23,7.4999999999999997E-2,"KG","NIE"]
["10142369","R.1 Ramka 4-krotna, skóra/biały",314,"BPR",1,"szt.",1,4011334413028,"EC000007","-",0.23,7.4999999999999997E-2,"KG","NIE"]
["10143001","B.3 Ramka 4-krotna, alu, brązowy/antracyt",244,"BPR",1,"szt.",2,4011334371632,"EC000007","-",0.23,0.11799999999999999,"KG","NIE"]
["10143004","B.3 Ramka 4-krotna, alu/antracyt",230,"BPR",1,"szt.",2,4011334222965,"EC000007","-",0.23,0.11799999999999999,"KG","TAK"]
["10143005","B.3 Ramka 4-krotna, alu, czarny/antracyt",244,"BPR",1,"szt.",2,4011334371625,"EC000007","-",0.23,0.11799999999999999,"KG","NIE"]
["10143012","B.3 Ramka 4-krotna, alu, czerwony/antracyt",244,"BPR",1,"szt.",2,4011334384861,"EC000007","-",0.23,0.11799999999999999,"KG","NIE"]
["10143016","B.3 Ramka 4-krotna, alu, złoty/antracyt",228,"BPR",1,"szt.",2,4011334384922,"EC000007","-",0.23,0.11799999999999999,"KG","NIE"]
["10143021","B.3 Ramka 4-krotna, alu, brązowy/biały",240,"BPR",1,"szt.",2,4011334384748,"EC000007","-",0.23,0.11799999999999999,"KG","NIE"]
["10143022","B.3 Ramka 4-krotna, alu, czerwony/biały",240,"BPR",1,"szt.",2,4011334384809,"EC000007","-",0.23,0.11799999999999999,"KG","NIE"]
["10143025","B.3 Ramka 4-krotna, alu, czarny/biały",240,"BPR",1,"szt.",2,4011334384687,"EC000007","-",0.23,0.11799999999999999,"KG","NIE"]
["10143046","B.3 Ramka 4-krotna, alu, złoty/biały",240,"BPR",1,"szt.",2,4011334236610,"EC000007","-",0.23,0.11,"KG","NIE"]
["10143606","B.7 Ramka 4-krotna pionowa, stal szlachetna/antracyt",394,"BPR",1,"szt.",1,4011334385011,"EC000007","-",0.23,0.48299999999999998,"KG","NIE"]
["10143609","B.7 Ramka 4-krotna pionowa, stal szlachetna/biały",394,"BPR",1,"szt.",1,4011334385042,"EC000007","-",0.23,0.48299999999999998,"KG","NIE"]
["10143904","B.3 Ramka 4-krotna, alu/biały",227,"BPR",1,"szt.",2,4011334252214,"EC000007","-",0.23,0.12,"KG","TAK"]
["10146019","Q.1 Ramka 4-krotna pionowa z polem opisowym, biały, aksamit",90,"BPR",1,"szt.",2,4011334312444,"EC000007","-",0.23,8.4000000000000005E-2,"KG","NIE"]
["10146062","Q.1 Ramka 4-krotna, czerwony, aksamit",64.5,"BPR",1,"szt.",2,4011334312383,"EC000007","-",0.23,8.4000000000000005E-2,"KG","NIE"]
["10146074","Q.7 Ramka 4-krotna, aluminium - produkt dostępny od I kwartału 2017","Cena na zapytanie","BER",1,"szt.",1,4011334450160,"-","-",0.23,0.19,"KG","NIE"]
["10146076","Q.7 Ramka 4-krotna, szkło, czarny - produkt dostępny od I kwartału 2017","Cena na zapytanie","BER",1,"szt.",1,4011334449966,"-","-",0.23,0.19,"KG","NIE"]
["10146079","Q.7 Ramka 4-krotna, szkło, biały - produkt dostępny od I kwartału 2017","Cena na zapytanie","BER",1,"szt.",1,4011334449867,"-","-",0.23,0.19,"KG","NIE"]
["10146083","Q.7 Ramka 4-krotna pionowa, stal szlachetna - produkt dostępny od I kwartału 2017","Cena na zapytanie","BER",1,"szt.",1,4011334460794,"-","-",0.23,0.5,"KG","NIE"]
["10146084","Q.1 Ramka 4-krotna, alu aksamit, lakierowany",96,"BER",1,"szt.",2,4011334442721,"EC000007","-",0.23,7.0000000000000007E-2,"KG","TAK"]
["10146086","Q.1 Ramka 4-krotna, antracyt, aksamit",39.9,"BPR",1,"szt.",2,4011334379287,"EC000007","-",0.23,8.4000000000000005E-2,"KG","TAK"]
["10146089","Q.1 Ramka 4-krotna, biały, aksamit",20.3,"BPR",1,"szt.",2,4011334312291,"EC000007","-",0.23,8.4000000000000005E-2,"KG","TAK"]
["10146094","Q.3 Ramka 4-krotna, alu aksamit, lakierowany",96,"BER",1,"szt.",2,4011334442738,"EC000007","-",0.23,7.0000000000000007E-2,"KG","TAK"]
["10146096","Q.3 Ramka 4-krotna, antracyt, aksamit",39.9,"BPR",1,"szt.",2,4011334385721,"EC000007","-",0.23,6.7000000000000004E-2,"KG","TAK"]
["10146099","Q.3 Ramka 4-krotna, biały, aksamit",20.3,"BPR",1,"szt.",2,4011334370048,"EC000007","-",0.23,6.7000000000000004E-2,"KG","TAK"]
["10146414","B.7 Ramka szklana 4-krotna, alu",373,"BPR",1,"szt.",1,4011334303985,"EC000007","-",0.23,0.22500000000000001,"KG","TAK"]
["10146424","B.7 Ramka 4-krotna, alu, mat",139,"BPR",1,"szt.",1,4011334376743,"EC000007","-",0.23,0.14799999999999999,"KG","TAK"]
["10146616","B.7 Ramka szklana 4-krotna, czarny",373,"BPR",1,"szt.",1,4011334304012,"EC000007","-",0.23,0.22500000000000001,"KG","TAK"]
["10146626","B.7 Ramka 4-krotna, antracyt, mat",105,"BPR",1,"szt.",1,4011334376699,"EC000007","-",0.23,0.14299999999999999,"KG","TAK"]
["10146904","B.7 Ramka 4-krotna, alu/antracyt",394,"BPR",1,"szt.",1,4011334372622,"EC000007","-",0.23,0.23300000000000001,"KG","NIE"]
["10146909","B.7 Ramka szklana 4-krotna, biały",373,"BPR",1,"szt.",1,4011334253273,"EC000007","-",0.23,0.222,"KG","TAK"]
["10146914","B.7 Ramka 4-krotna, alu/biały",394,"BPR",1,"szt.",1,4011334384984,"EC000007","-",0.23,0.23300000000000001,"KG","NIE"]
["10146919","B.7 Ramka 4-krotna, biały, mat",102,"BPR",1,"szt.",1,4011334376644,"EC000007","-",0.23,0.14399999999999999,"KG","TAK"]
["10148962","B.Kwadrat Ramka 4-krotna czerwony, połysk",58.5,"BPR",1,"szt.",2,4011334284901,"EC000007","27.33.13.0",0.23,7.1999999999999995E-2,"KG","NIE"]
["10148982","S.1 Ramka 4-krotna, kremowy, połysk",31.1,"BPR",1,"szt.",2,4011334276906,"EC000007","-",0.23,7.1999999999999995E-2,"KG","TAK"]
["10148989","S.1 Ramka 4-krotna, biały, połysk",31.1,"BPR",1,"szt.",2,4011334279341,"EC000007","-",0.23,7.1999999999999995E-2,"KG","TAK"]
["10149909","S.1 Ramka 4-krotna, biały, mat",32.1,"BPR",1,"szt.",10,4011334230595,"EC000007","-",0.23,5.1999999999999998E-2,"KG","NIE"]
["10152104","R.1 Ramka 5-krotna, stal szlachetna/czarny",531,"BPR",1,"szt.",2,4011334392873,"EC000007","-",0.23,0.42499999999999999,"KG","NIE"]
["10152109","R.1 Ramka 5-krotna, szkło, biały",531,"BPR",1,"szt.",1,4011334392880,"EC000007","-",0.23,0.23200000000000001,"KG","NIE"]
["10152114","R.1 Ramka 5-krotna, stal szlachetna/biały",531,"BPR",1,"szt.",2,4011334392897,"EC000007","-",0.23,0.42499999999999999,"KG","NIE"]
["10152116","R.1 Ramka 5-krotna, szkło, czarny",531,"BPR",1,"szt.",1,4011334392903,"EC000007","-",0.23,0.23200000000000001,"KG","NIE"]
["10152145","R.1 Ramka 5-krotna, czarny, połysk",97,"BPR",1,"szt.",2,4011334392910,"EC000007","-",0.23,7.4999999999999997E-2,"KG","TAK"]
["10152174","R.1 Ramka 5-krotna, alu/biały",531,"BPR",1,"szt.",2,4011334392927,"EC000007","-",0.23,0.182,"KG","NIE"]
["10152184","R.1 Ramka 5-krotna, alu/czarny",531,"BPR",1,"szt.",2,4011334392934,"EC000007","-",0.23,0.182,"KG","NIE"]
["10152189","R.1 Ramka 5-krotna, biały, połysk",81.5,"BPR",1,"szt.",2,4011334392941,"EC000007","-",0.23,7.4999999999999997E-2,"KG","TAK"]
["10152204","R.3 Ramka 5-krotna, stal szlachetna/czarny",531,"BPR",1,"szt.",2,4011334393382,"EC000007","-",0.23,0.443,"KG","NIE"]
["10152209","R.3 Ramka 5-krotna, szkło, biały",531,"BPR",1,"szt.",1,4011334393399,"EC000007","-",0.23,0.24399999999999999,"KG","TAK"]
["10152214","R.3 Ramka 5-krotna, stal szlachetna/biały",531,"BPR",1,"szt.",2,4011334393405,"EC000007","-",0.23,0.443,"KG","NIE"]
["10152216","R.3 Ramka 5-krotna, szkło, czarny",531,"BPR",1,"szt.",1,4011334393412,"EC000007","-",0.23,0.24399999999999999,"KG","NIE"]
["10152245","R.3 Ramka 5-krotna, czarny, połysk",97,"BPR",1,"szt.",2,4011334393429,"EC000007","-",0.23,0.10299999999999999,"KG","TAK"]
["10152274","R.3 Ramka 5-krotna, alu/biały",531,"BPR",1,"szt.",2,4011334393436,"EC000007","-",0.23,0.20599999999999999,"KG","NIE"]
["10152284","R.3 Ramka 5-krotna, alu/czarny",531,"BPR",1,"szt.",2,4011334393443,"EC000007","-",0.23,0.20599999999999999,"KG","NIE"]
["10152289","R.3 Ramka 5-krotna, biały, połysk",81.5,"BPR",1,"szt.",2,4011334393450,"EC000007","-",0.23,9.5000000000000001E-2,"KG","TAK"]
["10152334","R.1 Ramka 5-krotna, akryl przezroczysty, pomarańczowy/czarny",360,"BPR",1,"szt.",1,4011334400103,"EC000007","-",0.23,0.11899999999999999,"KG","NIE"]
["10152339","R.1 Ramka 5-krotna, akryl przezroczysty, pomarańczowy/biały",361,"BPR",1,"szt.",1,4011334400097,"EC000007","-",0.23,0.11700000000000001,"KG","NIE"]
["10152344","R.1 Ramka 5-krotna, akryl przezroczysty, czerwony/czarny",361,"BPR",1,"szt.",1,4011334400004,"EC000007","-",0.23,0.11,"KG","NIE"]
["10152349","R.1 Ramka 5-krotna, akryl przezroczysty, czerwony/biały",361,"BPR",1,"szt.",1,4011334399995,"EC000007","-",0.23,0.12,"KG","NIE"]
["10152354","R.1 Ramka 5-krotna, dąb/czarny",476,"BPR",1,"szt.",1,4011334413158,"EC000007","-",0.23,9.0999999999999998E-2,"KG","NIE"]
["10152359","R.1 Ramka 5-krotna, dąb/biały",476,"BPR",1,"szt.",1,4011334413141,"EC000007","-",0.23,9.5000000000000001E-2,"KG","NIE"]
["10152364","R.1 Ramka 5-krotna, skóra/czarny",452,"BPR",1,"szt.",1,4011334413059,"EC000007","-",0.23,9.5000000000000001E-2,"KG","NIE"]
["10152369","R.1 Ramka 5-krotna, skóra/biały",452,"BPR",1,"szt.",1,4011334413042,"EC000007","-",0.23,9.5000000000000001E-2,"KG","NIE"]
["10153001","B.3 Ramka 5-krotna, alu, brązowy/antracyt",328,"BPR",1,"szt.",2,4011334371656,"EC000007","-",0.23,0.13800000000000001,"KG","NIE"]
["10153004","B.3 Ramka 5-krotna, alu/antracyt",330,"BPR",1,"szt.",2,4011334223153,"EC000007","-",0.23,0.13800000000000001,"KG","TAK"]
["10153005","B.3 Ramka 5-krotna, alu, czarny/antracyt",351,"BPR",1,"szt.",2,4011334371649,"EC000007","-",0.23,0.13800000000000001,"KG","NIE"]
["10153012","B.3 Ramka 5-krotna, alu, czerwony/antracyt",351,"BPR",1,"szt.",2,4011334384878,"EC000007","-",0.23,0.13800000000000001,"KG","NIE"]
["10153016","B.3 Ramka 5-krotna, alu, złoty/antracyt",328,"BPR",1,"szt.",2,4011334384939,"EC000007","-",0.23,0.14099999999999999,"KG","NIE"]
["10153021","B.3 Ramka 5-krotna, alu, brązowy/biały",323,"BPR",1,"szt.",2,4011334384755,"EC000007","-",0.23,0.13800000000000001,"KG","NIE"]
["10153022","B.3 Ramka 5-krotna, alu, czerwony/biały",345,"BPR",1,"szt.",2,4011334384816,"EC000007","-",0.23,0.13800000000000001,"KG","NIE"]
["10153025","B.3 Ramka 5-krotna, alu, czarny/biały",323,"BPR",1,"szt.",2,4011334384694,"EC000007","-",0.23,0.13800000000000001,"KG","NIE"]
["10153046","B.3 Ramka 5-krotna, alu, złoty/biały",323,"BPR",1,"szt.",2,4011334236627,"EC000007","-",0.23,0.14099999999999999,"KG","NIE"]
["10153606","B.7 Ramka 5-krotna pionowa, stal szlachetna/antracyt",537,"BPR",1,"szt.",1,4011334385028,"EC000007","-",0.23,0.64200000000000002,"KG","NIE"]
["10153609","B.7 Ramka 5-krotna pionowa, stal szlachetna/biały",537,"BPR",1,"szt.",1,4011334385059,"EC000007","-",0.23,0.64200000000000002,"KG","NIE"]
["10153904","B.3 Ramka 5-krotna, alu/biały",326,"BPR",1,"szt.",2,4011334252221,"EC000007","-",0.23,0.14699999999999999,"KG","TAK"]
["10156019","Q.1 Ramka 5-krotna pionowa z polem opisowym, biały, aksamit",128,"BPR",1,"szt.",2,4011334312451,"EC000007","-",0.23,0.105,"KG","NIE"]
["10156062","Q.1 Ramka 5-krotna, czerwony, aksamit",96.5,"BPR",1,"szt.",2,4011334312390,"EC000007","-",0.23,0.10299999999999999,"KG","NIE"]
["10156074","Q.7 Ramka 5-krotna, aluminium - produkt dostępny od I kwartału 2017","Cena na zapytanie","BER",1,"szt.",1,4011334450177,"-","-",0.23,0.24,"KG","NIE"]
["10156076","Q.7 Ramka 5-krotna, szkło, czarny - produkt dostępny od I kwartału 2017","Cena na zapytanie","BER",1,"szt.",1,4011334449973,"-","-",0.23,0.23,"KG","NIE"]
["10156079","Q.7 Ramka 5-krotna, szkło, biały - produkt dostępny od I kwartału 2017","Cena na zapytanie","BER",1,"szt.",1,4011334449874,"-","-",0.23,0.23,"KG","NIE"]
["10156083","Q.7 Ramka 5-krotna pionowa, stal szlachetna - produkt dostępny od I kwartału 2017","Cena na zapytanie","BER",1,"szt.",1,4011334460800,"-","-",0.23,0.61,"KG","NIE"]
["10156084","Q.1 Ramka 5-krotna, alu aksamit, lakierowany",146,"BER",1,"szt.",2,4011334442752,"EC000007","-",0.23,0.105,"KG","TAK"]
["10156086","Q.1 Ramka 5-krotna, antracyt, aksamit",71,"BPR",1,"szt.",2,4011334379331,"EC000007","-",0.23,0.105,"KG","TAK"]
["10156089","Q.1 Ramka 5-krotna, biały, aksamit",34.299999999999997,"BPR",1,"szt.",2,4011334312321,"EC000007","-",0.23,0.105,"KG","TAK"]
["10156094","Q.3 Ramka 5-krotna, alu aksamit, lakierowany",146,"BER",1,"szt.",2,4011334442769,"EC000007","-",0.23,8.4000000000000005E-2,"KG","TAK"]
["10156096","Q.3 Ramka 5-krotna, antracyt, aksamit",71,"BPR",1,"szt.",2,4011334385745,"EC000007","-",0.23,8.4000000000000005E-2,"KG","TAK"]
["10156099","Q.3 Ramka 5-krotna, biały, aksamit",34.299999999999997,"BPR",1,"szt.",2,4011334370055,"EC000007","-",0.23,8.4000000000000005E-2,"KG","TAK"]
["10156414","B.7 Ramka szklana 5-krotna, alu",507,"BPR",1,"szt.",1,4011334303992,"EC000007","-",0.23,0.27,"KG","TAK"]
["10156424","B.7 Ramka 5-krotna, alu, mat",209,"BPR",1,"szt.",1,4011334376750,"EC000007","-",0.23,0.16800000000000001,"KG","TAK"]
["10156616","B.7 Ramka szklana 5-krotna, czarny",507,"BPR",1,"szt.",1,4011334304029,"EC000007","-",0.23,0.27,"KG","TAK"]
["10156626","B.7 Ramka 5-krotna, antracyt, mat",159,"BPR",1,"szt.",1,4011334376705,"EC000007","-",0.23,0.17499999999999999,"KG","TAK"]
["10156904","B.7 Ramka 5-krotna, alu/antracyt",537,"BPR",1,"szt.",1,4011334372639,"EC000007","-",0.23,0.28100000000000003,"KG","NIE"]
["10156909","B.7 Ramka szklana 5-krotna, biały",507,"BPR",1,"szt.",1,4011334253280,"EC000007","-",0.23,0.27,"KG","TAK"]
["10156914","B.7 Ramka 5-krotna, alu/biały",537,"BPR",1,"szt.",1,4011334384991,"EC000007","-",0.23,0.28100000000000003,"KG","NIE"]
["10156919","B.7 Ramka 5-krotna, biały, mat",155,"BPR",1,"szt.",1,4011334376651,"EC000007","-",0.23,0.17299999999999999,"KG","TAK"]
["10158962","B.Kwadrat Ramka 5-krotna czerwony, połysk",82.5,"BPR",1,"szt.",2,4011334284918,"EC000007","27.33.13.0",0.23,9.5000000000000001E-2,"KG","NIE"]
["10158982","S.1 Ramka 5-krotna, kremowy, połysk",51,"BPR",1,"szt.",2,4011334276913,"EC000007","-",0.23,9.5000000000000001E-2,"KG","TAK"]
["10158989","S.1 Ramka 5-krotna, biały, połysk",51,"BPR",1,"szt.",2,4011334276869,"EC000007","-",0.23,9.5000000000000001E-2,"KG","TAK"]
["10159909","S.1 Ramka 5-krotna, biały, mat",53,"BPR",1,"szt.",2,4011334230601,"EC000007","-",0.23,7.4999999999999997E-2,"KG","NIE"]
["10191404","B.Kwadrat/B.7 Płytka czołowa do przyłączy kablowych, alu",27,"BPR",1,"szt.",10,4011334223160,"EC000018","27.33.13.0",0.23,1.7000000000000001E-2,"KG","NIE"]
["10191606","B.Kwadrat/B.3/B.7 Płytka czołowa do przyłączy kablowych, antracyt",19.8,"BPR",1,"szt.",10,4011334220213,"EC000018","27.33.13.0",0.23,1.6E-2,"KG","NIE"]
["10191909","B.Kwadrat/S.1/B.3/B.7 Płytka czołowa do przyłączy kablowych, biały",12.8,"BPR",1,"szt.",10,4011334220220,"EC000018","-",0.23,1.6E-2,"KG","NIE"]
["10196084","Q.1/Q.3 Płytka czołowa do przyłącza kablowego, alu aksamit, lakierowany",25.9,"BER",1,"szt.",10,4011334442776,"EC000018","-",0.23,0.03,"KG","NIE"]
["10196086","Q.1/Q.3 Płytka czołowa do przyłącza kablowego, antracyt aksamit, lakierowany",20.100000000000001,"BPR",1,"szt.",10,4011334379355,"EC000018","-",0.23,0.03,"KG","NIE"]
["10196089","Q.1 Płytka czołowa do przyłącza kablowego, biały, aksamit",12.6,"BPR",1,"szt.",10,4011334313892,"EC000018","-",0.23,0.03,"KG","NIE"]
["10198982","B.Kwadrat/S.1 Płytka czołowa do przyłączy kablowych, kremowy, połysk",12.6,"BPR",1,"szt.",10,4011334277002,"EC000018","27.33.13.0",0.23,1.6E-2,"KG","NIE"]
["10198989","B.Kwadrat/S.1/B.3/B.7 Płytka czołowa do przyłączy kablowych, biały, połysk",12.6,"BPR",1,"szt.",10,4011334276999,"EC000018","27.33.13.0",0.23,1.6E-2,"KG","TAK"]
["10223606","B.7 Ramka 2-krotna pozioma, stal szlachetna/antracyt",180,"BPR",1,"szt.",5,4011334383222,"EC000007","-",0.23,0.254,"KG","TAK"]
["10223609","B.7 Ramka 2-krotna pozioma, stal szlachetna/biały",180,"BPR",1,"szt.",5,4011334383321,"EC000007","-",0.23,0.25600000000000001,"KG","TAK"]
["10226017","Q.7 Ramka 2-krotna, pozioma, miedź - produkt dostępny od I kwartału 2017","Cena na zapytanie","BER",1,"szt.",1,4011334459828,"-","-",0.23,"-","-","NIE"]
["10226019","Q.1 Ramka 2-krotna pozioma z polem opisowym, biały, aksamit",35.200000000000003,"BPR",1,"szt.",10,4011334320548,"EC000007","-",0.23,4.2000000000000003E-2,"KG","NIE"]
["10226024","Q.7 Ramka 2-krotna, pozioma, aluminium, niebieskie - produkt dostępny od I kwartału 2017","Cena na zapytanie","BER",1,"szt.",1,4011334460305,"-","-",0.23,"-","-","NIE"]
["10226083","Q.7 Ramka 2-krotna pozioma, stal szlachetna - produkt dostępny od I kwartału 2017","Cena na zapytanie","BER",1,"szt.",1,4011334460817,"-","-",0.23,0.28999999999999998,"KG","NIE"]
["10226099","Q.3 Ramka 2-krotna pozioma z polem opisowym, biały, aksamit",35.200000000000003,"BPR",1,"szt.",10,4011334357940,"EC000007","-",0.23,3.5000000000000003E-2,"KG","NIE"]
["10228912","B.Kwadrat Ramka 2-krotna pozioma z polem opisowym, kremowy, połysk",26,"BPR",1,"szt.",10,4011334277026,"EC000007","-",0.23,2.9000000000000001E-2,"KG","NIE"]
["10228919","B.Kwadrat Ramka 2-krotna pozioma z polem opisowym, biały, połysk",26,"BPR",1,"szt.",10,4011334277019,"EC000007","27.33.13.0",0.23,2.9000000000000001E-2,"KG","NIE"]
["10229919","S.1 Ramka 2-krotna pozioma z polem opisowym, biały, mat",26,"BPR",1,"szt.",10,4011334237808,"EC000007","-",0.23,0.03,"KG","NIE"]
["10229959","S.1 Ramka 2-krotna pozioma z polem opisowym, alu, mat",51,"BPR",1,"szt.",10,4011334360575,"EC000007","-",0.23,0.03,"KG","NIE"]
["10229969","S.1 Ramka 2-krotna pozioma z polem opisowym, antracyt, mat",39.200000000000003,"BPR",1,"szt.",10,4011334360582,"EC000007","-",0.23,0.03,"KG","NIE"]
["10233606","B.7 Ramka 3-krotna pozioma, stal szlachetna/antracyt",290,"BPR",1,"szt.",5,4011334383239,"EC000007","-",0.23,0.35199999999999998,"KG","TAK"]
["10233609","B.7 Ramka 3-krotna pozioma, stal szlachetna/biały",290,"BPR",1,"szt.",5,4011334383338,"EC000007","-",0.23,0.35199999999999998,"KG","TAK"]
["10236017","Q.7 Ramka 3-krotna, pozioma, miedź - produkt dostępny od I kwartału 2017","Cena na zapytanie","BER",1,"szt.",1,4011334459835,"-","-",0.23,"-","-","NIE"]
["10236019","Q.1 Ramka 3-krotna pozioma z polem opisowym, biały, aksamit",60.5,"BPR",1,"szt.",10,4011334320555,"EC000007","-",0.23,6.7000000000000004E-2,"KG","NIE"]
["10236024","Q.7 Ramka 3-krotna, pozioma, aluminium, niebieskie - produkt dostępny od I kwartału 2017","Cena na zapytanie","BER",1,"szt.",1,4011334460312,"-","-",0.23,"-","-","NIE"]
["10236083","Q.7 Ramka 3-krotna pozioma, stal szlachetna - produkt dostępny od I kwartału 2017","Cena na zapytanie","BER",1,"szt.",1,4011334460824,"-","-",0.23,0.4,"KG","NIE"]
["10236099","Q.3 Ramka 3-krotna pozioma z polem opisowym, biały, aksamit",60.5,"BPR",1,"szt.",10,4011334357964,"EC000007","-",0.23,5.7000000000000002E-2,"KG","NIE"]
["10238912","B.Kwadrat Ramka 3-krotna pozioma z polem opisowym, kremowy, połysk",41.2,"BPR",1,"szt.",10,4011334277040,"EC000007","-",0.23,3.9E-2,"KG","NIE"]
["10238919","B.Kwadrat Ramka 3-krotna pozioma z polem opisowym, biały, połysk",41.2,"BPR",1,"szt.",10,4011334277033,"EC000007","27.33.13.0",0.23,3.9E-2,"KG","NIE"]
["10239919","S.1 Ramka 3-krotna pozioma z polem opisowym, biały, mat",41.2,"BPR",1,"szt.",10,4011334237815,"EC000007","-",0.23,4.2000000000000003E-2,"KG","NIE"]
["10239959","S.1 Ramka 3-krotna pozioma z polem opisowym, alu, mat",82.5,"BPR",1,"szt.",10,4011334360612,"EC000007","-",0.23,4.2000000000000003E-2,"KG","NIE"]
["10239969","S.1 Ramka 3-krotna pozioma z polem opisowym, antracyt, mat",62.5,"BPR",1,"szt.",10,4011334360629,"EC000007","-",0.23,4.2000000000000003E-2,"KG","NIE"]
["10243606","B.7 Ramka 4-krotna pozioma, stal szlachetna/antracyt",394,"BPR",1,"szt.",1,4011334383246,"EC000007","-",0.23,0.48,"KG","TAK"]
["10243609","B.7 Ramka 4-krotna pozioma, stal szlachetna/biały",394,"BPR",1,"szt.",1,4011334383345,"EC000007","-",0.23,0.48,"KG","NIE"]
["10246019","Q.1 Ramka 4-krotna pozioma z polem opisowym, biały, aksamit",90,"BPR",1,"szt.",2,4011334320562,"EC000007","-",0.23,8.4000000000000005E-2,"KG","NIE"]
["10246083","Q.7 Ramka 4-krotna pozioma, stal szlachetna - produkt dostępny od I kwartału 2017","Cena na zapytanie","BER",1,"szt.",1,4011334460831,"-","-",0.23,0.51,"KG","NIE"]
["10253606","B.7 Ramka 5-krotna pozioma, stal szlachetna/antracyt",537,"BPR",1,"szt.",1,4011334383253,"EC000007","-",0.23,0.58399999999999996,"KG","NIE"]
["10253609","B.7 Ramka 5-krotna pozioma, stal szlachetna/biały",537,"BPR",1,"szt.",1,4011334383352,"EC000007","-",0.23,0.58399999999999996,"KG","NIE"]
["10256019","Q.1 Ramka 5-krotna pozioma z polem opisowym, biały, aksamit",128,"BPR",1,"szt.",2,4011334320579,"EC000007","-",0.23,0.107,"KG","NIE"]
["10256083","Q.7 Ramka 5-krotna pozioma, stal szlachetna - produkt dostępny od I kwartału 2017","Cena na zapytanie","BER",1,"szt.",1,4011334460848,"-","-",0.23,0.61,"KG","NIE"]
["10290001","Akcesoria osprzęt Puszka natynkowa 1-krotna, brązowy, n/t",32,"BPR",1,"szt.",10,4011334175889,"EC000080","-",0.23,9.7000000000000003E-2,"KG","NIE"]
["10290002","Akcesoria osprzęt Puszka natynkowa 1-krotna, kremowy, n/t",22.8,"BPR",1,"szt.",10,4011334175896,"EC000080","-",0.23,0.10199999999999999,"KG","NIE"]
["10290062","Akcesoria osprzęt Puszka natynkowa 1-krotna, czerwony, n/t",29.3,"BPR",1,"szt.",10,4011334186861,"EC000080","-",0.23,9.7000000000000003E-2,"KG","NIE"]
["10290065","Akcesoria osprzęt Puszka natynkowa 1-krotna, czarny, n/t",29.8,"BPR",1,"szt.",10,4011334186878,"EC000080","-",0.23,9.7000000000000003E-2,"KG","NIE"]
["10290069","Akcesoria osprzęt Puszka natynkowa 1-krotna, biały, n/t",28.3,"BPR",1,"szt.",10,4011334175902,"EC000080","-",0.23,0.104,"KG","NIE"]
["10296086","Q.1 Puszka natynkowa 1-krotna, czarny mat",31.3,"BPR",1,"szt.",10,4011334386124,"EC000080","-",0.23,0.104,"KG","NIE"]
["10299004","Akcesoria osprzęt Puszka natynkowa 1-krotna, stal szlachetna, lakierowana, n/t",45,"BPR",1,"szt.",10,4011334180180,"EC000080","-",0.23,0.1,"KG","TAK"]
["10299011","Akcesoria osprzęt Puszka natynkowa 1-krotna, jasny brąz, lakierowany, n/t",42.1,"BPR",1,"szt.",10,4011334180173,"EC000080","-",0.23,0.1,"KG","NIE"]
["10300001","Akcesoria osprzęt Puszka natynkowa 2-krotna, brązowy, n/t",44.8,"BPR",1,"szt.",10,4011334175858,"EC000080","-",0.23,0.15,"KG","NIE"]
["10300002","Akcesoria osprzęt Puszka natynkowa 2-krotna, kremowy, n/t",38.4,"BPR",1,"szt.",10,4011334175865,"EC000080","-",0.23,0.16,"KG","NIE"]
["10300062","Akcesoria osprzęt Puszka natynkowa 2-krotna, czerwony, n/t",44.8,"BPR",1,"szt.",10,4011334186885,"EC000080","-",0.23,0.14599999999999999,"KG","NIE"]
["10300069","Akcesoria osprzęt Puszka natynkowa 2-krotna, biały, n/t",39.200000000000003,"BPR",1,"szt.",10,4011334175872,"EC000080","-",0.23,0.16200000000000001,"KG","NIE"]
["10306086","Q.1 Puszka natynkowa 2-krotna, czarny mat",38.1,"BPR",1,"szt.",10,4011334386131,"EC000080","-",0.23,0.16200000000000001,"KG","NIE"]
["10309004","Akcesoria osprzęt Puszka natynkowa 2-krotna, stal szlachetna, lakierowana, n/t",63,"BPR",1,"szt.",10,4011334180227,"EC000080","-",0.23,0.14899999999999999,"KG","NIE"]
["10309011","Akcesoria osprzęt Puszka natynkowa 2-krotna, jasny brąz, lakierowany, n/t",62.5,"BPR",1,"szt.",10,4011334180210,"EC000080","-",0.23,0.14599999999999999,"KG","NIE"]
["10310001","Akcesoria osprzęt Puszka natynkowa 3-krotna, brązowy, n/t",68,"BPR",1,"szt.",5,4011334175827,"EC000080","-",0.23,0.17899999999999999,"KG","NIE"]
["10310002","Akcesoria osprzęt Puszka natynkowa 3-krotna, kremowy, n/t",58.5,"BPR",1,"szt.",5,4011334175834,"EC000080","-",0.23,0.20699999999999999,"KG","NIE"]
["10310062","Akcesoria osprzęt Puszka natynkowa 3-krotna, czerwony, n/t",68,"BPR",1,"szt.",5,4011334186847,"EC000080","-",0.23,0.2,"KG","NIE"]
["10310069","Akcesoria osprzęt Puszka natynkowa 3-krotna, biały, n/t",64.5,"BPR",1,"szt.",5,4011334175841,"EC000080","-",0.23,0.21199999999999999,"KG","NIE"]
["10316086","Q.1 Puszka natynkowa 3-krotna, czarny mat",47.6,"BPR",1,"szt.",5,4011334386148,"EC000080","-",0.23,0.21199999999999999,"KG","NIE"]
["10319004","Akcesoria osprzęt Puszka natynkowa 3-krotna, stal szlachetna, lakierowana, n/t",85,"BPR",1,"szt.",5,4011334180203,"EC000080","-",0.23,0.20100000000000001,"KG","NIE"]
["10319011","Akcesoria osprzęt Puszka natynkowa 3-krotna, jasny brąz, lakierowany, n/t",85,"BPR",1,"szt.",5,4011334180197,"EC000080","-",0.23,0.19800000000000001,"KG","NIE"]
["10331404","B.Kwadrat/B.7 Płytka czołowa do gniazda głośnikowego i gniazda ładowania USB, alu mat, lakierowany",18.100000000000001,"BPR",1,"szt.",10,4011334223368,"EC000018","-",0.23,1.2999999999999999E-2,"KG","TAK"]
["10331606","B.Kwadrat/B.3/B.7 Płytka czołowa do gniazda głośnikowego i gniazda ładowania USB, antracyt mat",18.100000000000001,"BPR",1,"szt.",10,4011334223375,"EC000018","-",0.23,1.2E-2,"KG","TAK"]
["10331909","S.1/B.3/B.7 Płytka czołowa do gniazda głośnikowego i gniazda ładowania USB, biały",13.1,"BPR",1,"szt.",10,4011334223382,"EC000018","-",0.23,1.2E-2,"KG","TAK"]
["10336084","Q.1/Q.3 Płytka czołowa do gniazda głośnikowego i gniazda ładowania USB, alu aksamit, lakierowany",25.9,"BER",1,"szt.",10,4011334442844,"EC000018","-",0.23,1.2999999999999999E-2,"KG","TAK"]
["10336086","Q.1/Q.3 Płytka czołowa do gniazda głośnikowego i gniazda ładowania USB, antracyt aksamit, lakierowany",19.600000000000001,"BPR",1,"szt.",10,4011334379485,"EC000018","-",0.23,1.6E-2,"KG","TAK"]
["10336089","Q.1 Płytka czołowa do gniazda głośnikowego i gniazda ładowania USB, biały, aksamit",12.3,"BPR",1,"szt.",10,4011334313915,"EC000018","-",0.23,1.6E-2,"KG","TAK"]
["10338912","S.1 Płytka czołowa do gniazda TAE i głośnikowego, kremowy, połysk",12.6,"BPR",1,"szt.",10,4011334277064,"EC000018","-",0.23,1.6E-2,"KG","TAK"]
["10338919","B.Kwadrat/S.1/B.3/B.7 Płytka czołowa do gniazda TAE i głośnikowego, biały, połysk",12.6,"BPR",1,"szt.",10,4011334277057,"EC000018","-",0.23,1.6E-2,"KG","TAK"]
["10340001","Arsys Płytka czołowa do gniazda TAE i głośnikowego, jasny brąz, metal",28.8,"BPR",1,"szt.",10,4011334172390,"EC000018","-",0.23,2.1000000000000001E-2,"KG","NIE"]
["10340002","Arsys Płytka czołowa do gniazda TAE i głośnikowego, złoty",30.2,"BPR",1,"szt.",10,4011334172420,"EC000018","-",0.23,2.1000000000000001E-2,"KG","NIE"]
["10340004","Arsys Płytka czołowa do gniazda TAE i głośnikowego, stal szlachetna nierdzewna",35.9,"BPR",1,"szt.",10,4011334172437,"EC000018","-",0.23,3.2000000000000001E-2,"KG","NIE"]
["10350101","Arsys Płytka czołowa do gniazda TAE i głośnikowego, brązowy",23.7,"BPR",1,"szt.",10,4011334184645,"EC000018","-",0.23,1.7999999999999999E-2,"KG","NIE"]
["10350102","Arsys Płytka czołowa do gniazda TAE i głośnikowego, kremowy",13.3,"BPR",1,"szt.",10,4011334184652,"EC000018","-",0.23,1.7999999999999999E-2,"KG","NIE"]
["10350169","Arsys Płytka czołowa do gniazda TAE i głośnikowego, biały",17.899999999999999,"BPR",1,"szt.",10,4011334184669,"EC000018","-",0.23,1.7999999999999999E-2,"KG","NIE"]
["10357003","K.5 Płytka czołowa do gniazda głośnikowego i gniazda ładowania USB, alu",38.4,"BPR",1,"szt.",10,4011334377436,"EC000018","-",0.23,1.6E-2,"KG","TAK"]
["10357004","K.5 Płytka czołowa do gniazda głośnikowego i gniazda ładowania USB, stal szlachetna",36,"BPR",1,"szt.",10,4011334281733,"EC000018","-",0.23,2.5999999999999999E-2,"KG","TAK"]
["10357006","K.1 Płytka czołowa do gniazda głośnikowego i gniazda ładowania USB, antracyt",19.8,"BPR",1,"szt.",10,4011334298816,"EC000018","-",0.23,1.4E-2,"KG","TAK"]
["10357009","K.1 Płytka czołowa do gniazda głośnikowego i gniazda ładowania USB, biały",17.899999999999999,"BPR",1,"szt.",10,4011334267430,"EC000018","-",0.23,1.4E-2,"KG","TAK"]
["10382045","R.1/R.3/R.classic Płytka czołowa do gniazda głośnikowego i gniazda ładowania USB, czarny, połysk",20.100000000000001,"BPR",1,"szt.",10,4011334365396,"EC000018","-",0.23,0.01,"KG","TAK"]
["10382089","R.1/R.3/R.classic Płytka czołowa do gniazda głośnikowego i gniazda ładowania USB, biały, połysk",18.100000000000001,"BPR",1,"szt.",10,4011334365389,"EC000018","-",0.23,0.01,"KG","TAK"]
["10411606","B.3 Puszka natynkowa 1-krotna, antracyt",33.5,"BPR",1,"szt.",10,4011334223405,"EC000080","-",0.23,9.1999999999999998E-2,"KG","NIE"]
["10411909","B.3 Puszka natynkowa 1-krotna, biały",31,"BPR",1,"szt.",10,4011334223412,"EC000080","-",0.23,9.5000000000000001E-2,"KG","NIE"]
["10417003","K.5 Puszka natynkowa 1-krotna, alu",43.2,"BPR",1,"szt.",10,4011334377443,"EC000080","-",0.23,8.6999999999999994E-2,"KG","NIE"]
["10417004","K.5 Puszka natynkowa 1-krotna, stal szlachetna, lakierowana",44.2,"BPR",1,"szt.",10,4011334275671,"EC000080","-",0.23,8.6999999999999994E-2,"KG","TAK"]
["10417006","K.1 Puszka natynkowa 1-krotna, antracyt mat, lakierowany",35.200000000000003,"BPR",1,"szt.",10,4011334298793,"EC000080","-",0.23,8.8999999999999996E-2,"KG","TAK"]
["10417009","K.1 Puszka natynkowa 1-krotna, biały",37,"BPR",1,"szt.",10,4011334267454,"EC000080","-",0.23,9.0999999999999998E-2,"KG","TAK"]
["10418935","R.3 Puszka natynkowa 1-krotna, czarny, połysk",29.2,"BPR",1,"szt.",10,4011334388234,"EC000080","-",0.23,8.5000000000000006E-2,"KG","NIE"]
["10418982","S.1 Puszka natynkowa 1-krotna, kremowy, połysk",29.2,"BPR",1,"szt.",10,4011334278955,"EC000080","-",0.23,8.5000000000000006E-2,"KG","NIE"]
["10418989","S.1 Puszka natynkowa 1-krotna, biały, połysk",29.2,"BPR",1,"szt.",10,4011334278948,"EC000080","-",0.23,8.5000000000000006E-2,"KG","NIE"]
["10419909","Q.3/S.1 Puszka natynkowa 1-krotna, biały, mat",29.2,"BPR",1,"szt.",10,4011334230618,"EC000080","-",0.23,9.1999999999999998E-2,"KG","NIE"]
["10419939","S.1 Puszka natynkowa 1-krotna, alu, mat",45.4,"BPR",1,"szt.",10,4011334360469,"EC000080","-",0.23,9.1999999999999998E-2,"KG","TAK"]
["10419949","S.1 Puszka natynkowa 1-krotna, antracyt, mat",33.5,"BPR",1,"szt.",10,4011334360476,"EC000080","-",0.23,9.1999999999999998E-2,"KG","TAK"]
["10421606","B.3 Puszka natynkowa 2-krotna, antracyt",60.5,"BPR",1,"szt.",5,4011334223436,"EC000080","-",0.23,0.14899999999999999,"KG","NIE"]
["10421909","B.3 Puszka natynkowa 2-krotna, biały",51.5,"BPR",1,"szt.",5,4011334223443,"EC000080","-",0.23,0.154,"KG","NIE"]
["10427003","K.5 Puszka natynkowa 2-krotna pionowa, alu",63.5,"BPR",1,"szt.",5,4011334377450,"EC000080","-",0.23,0.14499999999999999,"KG","NIE"]
["10427004","K.5 Puszka natynkowa 2-krotna pionowa, stal szlachetna, lakierowana",65.5,"BPR",1,"szt.",5,4011334275664,"EC000080","-",0.23,0.14499999999999999,"KG","NIE"]
["10427006","K.1 Puszka natynkowa 2-krotna pionowa, antracyt mat, lakierowany",61.5,"BPR",1,"szt.",5,4011334298779,"EC000080","-",0.23,0.14599999999999999,"KG","NIE"]
["10427009","K.1 Puszka natynkowa 2-krotna pionowa, biały",56,"BPR",1,"szt.",5,4011334267478,"EC000080","-",0.23,0.14499999999999999,"KG","NIE"]
["10428935","R.3 Puszka natynkowa 2-krotna, czarny, połysk",42.2,"BPR",1,"szt.",5,4011334388241,"EC000080","-",0.23,0.13200000000000001,"KG","NIE"]
["10428982","S.1 Puszka natynkowa 2-krotna, kremowy, połysk",51.5,"BPR",1,"szt.",5,4011334278979,"EC000080","-",0.23,0.13200000000000001,"KG","NIE"]
["10428989","S.1 Puszka natynkowa 2-krotna, biały, połysk",51.5,"BPR",1,"szt.",5,4011334278962,"EC000080","-",0.23,0.13200000000000001,"KG","NIE"]
["10429909","Q.3/S.1 Puszka natynkowa 2-krotna, biały, mat",51.5,"BPR",1,"szt.",5,4011334230625,"EC000080","-",0.23,0.14099999999999999,"KG","NIE"]
["10429939","S.1 Puszka natynkowa 2-krotna, alu, mat",74,"BPR",1,"szt.",5,4011334360483,"EC000080","-",0.23,0.14099999999999999,"KG","TAK"]
["10429949","S.1 Puszka natynkowa 2-krotna, antracyt, mat",58.5,"BPR",1,"szt.",5,4011334360490,"EC000080","-",0.23,0.14099999999999999,"KG","TAK"]
["10431606","B.3 Puszka natynkowa 3-krotna, antracyt",93,"BPR",1,"szt.",5,4011334223467,"EC000080","-",0.23,0.19,"KG","NIE"]
["10431909","B.3 Puszka natynkowa 3-krotna, biały",82.5,"BPR",1,"szt.",5,4011334223474,"EC000080","-",0.23,0.20100000000000001,"KG","NIE"]
["10437003","K.5 Puszka natynkowa 3-krotna pionowa, alu",87,"BPR",1,"szt.",5,4011334377467,"EC000080","-",0.23,0.193,"KG","NIE"]
["10437004","K.5 Puszka natynkowa 3-krotna pionowa, stal szlachetna, lakierowana",89,"BPR",1,"szt.",5,4011334275633,"EC000080","-",0.23,0.193,"KG","NIE"]
["10437006","K.1 Puszka natynkowa 3-krotna pionowa, antracyt mat, lakierowany",95.5,"BPR",1,"szt.",5,4011334298755,"EC000080","-",0.23,0.19800000000000001,"KG","NIE"]
["10437009","K.1 Puszka natynkowa 3-krotna pionowa, biały",89,"BPR",1,"szt.",5,4011334267492,"EC000080","-",0.23,0.193,"KG","NIE"]
["10438935","R.3 Puszka natynkowa 3-krotna, czarny, połysk",70,"BPR",1,"szt.",5,4011334388258,"EC000080","-",0.23,0.19,"KG","NIE"]
["10438982","S.1 Puszka natynkowa 3-krotna, kremowy, połysk",82.5,"BPR",1,"szt.",5,4011334278986,"EC000080","-",0.23,0.19,"KG","NIE"]
["10438989","S.1 Puszka natynkowa 3-krotna, biały, połysk",82.5,"BPR",1,"szt.",5,4011334278993,"EC000080","-",0.23,0.19,"KG","NIE"]
["10439909","Q.3/S.1 Puszka natynkowa 3-krotna, biały, mat",82.5,"BPR",1,"szt.",5,4011334230632,"EC000080","-",0.23,0.20899999999999999,"KG","NIE"]
["10439939","S.1 Puszka natynkowa 3-krotna, alu, mat",107,"BPR",1,"szt.",5,4011334360506,"EC000080","-",0.23,0.20899999999999999,"KG","TAK"]
["10439949","S.1 Puszka natynkowa 3-krotna, antracyt, mat",91,"BPR",1,"szt.",5,4011334360513,"EC000080","-",0.23,0.20899999999999999,"KG","TAK"]
["10440001","Arsys Zaślepka z elementem centralnym, jasny brąz, metal",40.200000000000003,"BPR",1,"szt.",20,4011334174523,"EC000018","-",0.23,6.5000000000000002E-2,"KG","NIE"]
["10440002","Arsys Zaślepka z elementem centralnym, złoty",38.4,"BPR",1,"szt.",20,4011334174530,"EC000018","-",0.23,6.7000000000000004E-2,"KG","NIE"]
["10440004","Arsys Zaślepka z elementem centralnym, stal szlachetna nierdzewna",46.4,"BPR",1,"szt.",20,4011334174547,"EC000018","-",0.23,7.6999999999999999E-2,"KG","NIE"]
["10450001","Arsys Zaślepka z elementem centralnym, brązowy",32.200000000000003,"BPR",1,"szt.",20,4011334174493,"EC000018","-",0.23,6.5000000000000002E-2,"KG","NIE"]
["10450002","Arsys Zaślepka z elementem centralnym, kremowy",24.1,"BPR",1,"szt.",20,4011334174509,"EC000018","-",0.23,6.4000000000000001E-2,"KG","NIE"]
["10450069","Arsys Zaślepka z elementem centralnym, biały",27.3,"BPR",1,"szt.",20,4011334174516,"EC000018","-",0.23,5.5E-2,"KG","NIE"]
["10450101","Arsys Zaślepka z elementem centralnym i mocowaniem na śruby, brązowy",38.1,"BPR",1,"szt.",20,4011334219439,"EC000018","-",0.23,0.04,"KG","NIE"]
["10450102","Arsys Zaślepka z elementem centralnym i mocowaniem na śruby, kremowy",28.8,"BPR",1,"szt.",20,4011334219446,"EC000018","-",0.23,3.6999999999999998E-2,"KG","NIE"]
["10450169","Arsys Zaślepka z elementem centralnym i mocowaniem na śruby, biały",32.299999999999997,"BPR",1,"szt.",20,4011334219453,"EC000018","-",0.23,4.1000000000000002E-2,"KG","NIE"]
["10457003","K.5 Zaślepka z płytką czołową, alu",52,"BPR",1,"szt.",20,4011334377474,"EC000018","-",0.23,5.8000000000000003E-2,"KG","NIE"]
["10457004","K.5 Zaślepka z płytką czołową, stal szlachetna nierdzewna",48.8,"BPR",1,"szt.",20,4011334281337,"EC000018","-",0.23,7.0000000000000007E-2,"KG","TAK"]
["10457006","K.1 Zaślepka z płytką czołową, antracyt mat, lakierowany",30.4,"BPR",1,"szt.",20,4011334297765,"EC000018","-",0.23,5.3999999999999999E-2,"KG","TAK"]
["10457009","K.1 Zaślepka z płytką czołową, biały",27.8,"BPR",1,"szt.",20,4011334263784,"EC000018","-",0.23,5.3999999999999999E-2,"KG","TAK"]
["10457106","K.1 Zaślepka z płytką czołową i mocowaniem na śruby, antracyt mat, lakierowany",36.6,"BPR",1,"szt.",20,4011334297789,"EC000018","-",0.23,4.2999999999999997E-2,"KG","NIE"]
["10457109","K.1 Zaślepka z płytką czołową i mocowaniem na śruby, biały",34,"BPR",1,"szt.",20,4011334265429,"EC000018","-",0.23,4.2000000000000003E-2,"KG","TAK"]
["10516099","Q.3 Ramka 1-krotna z polem opisowym, biały, aksamit",22.3,"BPR",1,"szt.",10,4011334357933,"EC000007","-",0.23,0.02,"KG","NIE"]
["10526099","Q.3 Ramka 2-krotna pionowa z polem opisowym, biały, aksamit",35.200000000000003,"BPR",1,"szt.",10,4011334357957,"EC000007","-",0.23,3.5000000000000003E-2,"KG","NIE"]
["10527003","K.5 Puszka natynkowa 2-krotna pozioma, alu",63.5,"BPR",1,"szt.",5,4011334377481,"EC000080","-",0.23,0.14000000000000001,"KG","NIE"]
["10527004","K.5 Puszka natynkowa 2-krotna pozioma, stal szlachetna, lakierowana",65.5,"BPR",1,"szt.",5,4011334275657,"EC000080","-",0.23,0.14000000000000001,"KG","NIE"]
["10527006","K.1 Puszka natynkowa 2-krotna pozioma, antracyt mat, lakierowany",61.5,"BPR",1,"szt.",5,4011334298731,"EC000080","-",0.23,0.14099999999999999,"KG","TAK"]
["10527009","K.1 Puszka natynkowa 2-krotna pozioma, biały",56,"BPR",1,"szt.",5,4011334267577,"EC000080","-",0.23,0.13800000000000001,"KG","TAK"]
["10536099","Q.3 Ramka 3-krotna pionowa z polem opisowym, biały, aksamit",60.5,"BPR",1,"szt.",10,4011334357971,"EC000007","-",0.23,4.9000000000000002E-2,"KG","NIE"]
["10537003","K.5 Puszka natynkowa 3-krotna pozioma, alu",82.5,"BPR",1,"szt.",5,4011334377498,"EC000080","-",0.23,0.189,"KG","NIE"]
["10537004","K.5 Puszka natynkowa 3-krotna pozioma, stal szlachetna, lakierowana",89,"BPR",1,"szt.",5,4011334275640,"EC000080","-",0.23,0.189,"KG","NIE"]
["10537006","K.1 Puszka natynkowa 3-krotna pozioma, antracyt mat, lakierowany",95.5,"BPR",1,"szt.",5,4011334298717,"EC000080","-",0.23,0.187,"KG","TAK"]
["10537009","K.1 Puszka natynkowa 3-krotna pozioma, biały",89,"BPR",1,"szt.",5,4011334267591,"EC000080","-",0.23,0.191,"KG","NIE"]
["10700101","Arsys Płytka czołowa do urządzenia meldunkowo-zgłoszeniowego Ø 18,8 mm, jasny brąz, metal",42,"BPR",1,"szt.",10,4011334173984,"EC000018","-",0.23,4.2999999999999997E-2,"KG","NIE"]
["10700102","Arsys Płytka czołowa do urządzenia meldunkowo-zgłoszeniowego Ø 18,8 mm, złoty",42,"BPR",1,"szt.",10,4011334173991,"EC000018","-",0.23,0.05,"KG","NIE"]
["10700104","Arsys Płytka czołowa do urządzenia meldunkowo-zgłoszeniowego Ø 18,8 mm, stal szlachetna nierdzewna",50.5,"BPR",1,"szt.",10,4011334174004,"EC000018","-",0.23,5.6000000000000001E-2,"KG","NIE"]
["10710101","Arsys Płytka czołowa do urządzenia meldunkowo-zgłoszeniowego Ø 22,5 mm, jasny brąz, metal",42,"BPR",1,"szt.",10,4011334173915,"EC000018","-",0.23,4.2999999999999997E-2,"KG","NIE"]
["10710102","Arsys Płytka czołowa do urządzenia meldunkowo-zgłoszeniowego Ø 22,5 mm, złoty",42,"BPR",1,"szt.",10,4011334173922,"EC000018","-",0.23,0.05,"KG","NIE"]
["10710104","Arsys Płytka czołowa do urządzenia meldunkowo-zgłoszeniowego Ø 22,5 mm, stal szlachetna nierdzewna",50.5,"BPR",1,"szt.",10,4011334173939,"EC000018","-",0.23,5.8999999999999997E-2,"KG","NIE"]
["10770001","Arsys Płytka czołowa z pokrętłem do łącznika żaluzjowego obrotowego, brązowy",31.1,"BPR",1,"szt.",1,4011334173618,"EC000011","-",0.23,4.4999999999999998E-2,"KG","NIE"]
["10770002","Arsys Płytka czołowa z pokrętłem do łącznika żaluzjowego obrotowego, kremowy",18.600000000000001,"BPR",1,"szt.",1,4011334173632,"EC000011","-",0.23,4.4999999999999998E-2,"KG","NIE"]
["10770069","Arsys Płytka czołowa z pokrętłem do łącznika żaluzjowego obrotowego, biały",27.9,"BPR",1,"szt.",1,4011334173649,"EC000011","-",0.23,4.7E-2,"KG","NIE"]
["10770101","Arsys Płytka czołowa z pokrętłem do łącznika żaluzjowego obrotowego, jasny brąz, metal",31.7,"BPR",1,"szt.",1,4011334173304,"EC000011","-",0.23,0.04,"KG","NIE"]
["10770102","Arsys Płytka czołowa z pokrętłem do łącznika żaluzjowego obrotowego, złoty/biały",31.7,"BPR",1,"szt.",1,4011334173595,"EC000011","-",0.23,0.04,"KG","NIE"]
["10770104","Arsys Płytka czołowa z pokrętłem do łącznika żaluzjowego obrotowego, stal szlachetna nierdzewna",40.5,"BPR",1,"szt.",1,4011334173311,"EC000011","-",0.23,4.8000000000000001E-2,"KG","NIE"]
["10777103","K.5 Płytka czołowa z pokrętłem do łącznika żaluzjowego obrotowego, alu",42.8,"BPR",1,"szt.",1,4011334377504,"EC000011","-",0.23,3.5999999999999997E-2,"KG","NIE"]
["10777104","K.5 Płytka czołowa z pokrętłem do łącznika żaluzjowego obrotowego, stal szlachetna nierdzewna",40.5,"BPR",1,"szt.",1,4011334281740,"EC000011","-",0.23,4.4999999999999998E-2,"KG","NIE"]
["10777106","K.1 Płytka czołowa z pokrętłem do łącznika żaluzjowego obrotowego, antracyt mat, lakierowany",35.9,"BPR",1,"szt.",1,4011334298694,"EC000011","-",0.23,3.3000000000000002E-2,"KG","NIE"]
["10777109","K.1 Płytka czołowa z pokrętłem do łącznika żaluzjowego obrotowego, biały",29.3,"BPR",1,"szt.",1,4011334264279,"EC000011","-",0.23,3.3000000000000002E-2,"KG","TAK"]
["10790001","Arsys Płytka czołowa z zamkiem do łącznika żaluzjowego, brązowy",192,"BPR",1,"szt.",1,4011334173700,"EC000011","-",0.23,0.1,"KG","NIE"]
["10790002","Arsys Płytka czołowa z zamkiem do łącznika żaluzjowego, kremowy",165,"BPR",1,"szt.",1,4011334173717,"EC000011","-",0.23,0.1,"KG","NIE"]
["10790069","Arsys Płytka czołowa z zamkiem do łącznika żaluzjowego, biały",165,"BPR",1,"szt.",1,4011334173724,"EC000011","-",0.23,0.114,"KG","NIE"]
["10790101","Arsys Płytka czołowa z zamkiem do łącznika żaluzjowego, brązowy",192,"BPR",1,"szt.",1,4011334174196,"EC000011","-",0.23,0.11,"KG","NIE"]
["10790102","Arsys Płytka czołowa z zamkiem do łącznika żaluzjowego, kremowy",165,"BPR",1,"szt.",1,4011334174202,"EC000011","-",0.23,0.111,"KG","NIE"]
["10790169","Arsys Płytka czołowa z zamkiem do łącznika żaluzjowego, biały",165,"BPR",1,"szt.",1,4011334174219,"EC000011","-",0.23,0.1,"KG","NIE"]
["10790201","Arsys Płytka czołowa z zamkiem do łącznika żaluzjowego, brązowy",192,"BPR",1,"szt.",1,4011334174226,"EC000011","-",0.23,0.113,"KG","NIE"]
["10790202","Arsys Płytka czołowa z zamkiem do łącznika żaluzjowego, kremowy",165,"BPR",1,"szt.",1,4011334174233,"EC000011","-",0.23,0.1,"KG","NIE"]
["10790269","Arsys Płytka czołowa z zamkiem do łącznika żaluzjowego, biały",165,"BPR",1,"szt.",1,4011334174257,"EC000011","-",0.23,0.114,"KG","NIE"]
["10790301","Arsys Płytka czołowa z zamkiem do łącznika żaluzjowego, jasny brąz, metal",193,"BPR",1,"szt.",1,4011334173410,"EC000011","-",0.23,0.1,"KG","NIE"]
["10790302","Arsys Płytka czołowa z zamkiem do łącznika żaluzjowego, złoty/biały",193,"BPR",1,"szt.",1,4011334173434,"EC000011","-",0.23,0.1,"KG","NIE"]
["10790304","Arsys Płytka czołowa z zamkiem do łącznika żaluzjowego, stal szlachetna nierdzewna",211,"BPR",1,"szt.",1,4011334173441,"EC000011","-",0.23,0.1,"KG","NIE"]
["10790401","Arsys Płytka czołowa z zamkiem do łącznika żaluzjowego, jasny brąz, metal",193,"BPR",1,"szt.",1,4011334176541,"EC000011","-",0.23,0.105,"KG","NIE"]
["10790402","Arsys Płytka czołowa z zamkiem do łącznika żaluzjowego, złoty/biały",193,"BPR",1,"szt.",1,4011334176558,"EC000011","-",0.23,0.105,"KG","NIE"]
["10790404","Arsys Płytka czołowa z zamkiem do łącznika żaluzjowego, stal szlachetna nierdzewna",211,"BPR",1,"szt.",1,4011334176565,"EC000011","-",0.23,0.1,"KG","NIE"]
["10790501","Arsys Płytka czołowa z zamkiem do łącznika żaluzjowego, jasny brąz, metal",193,"BPR",1,"szt.",1,4011334176589,"EC000011","-",0.23,0.1,"KG","NIE"]
["10790502","Arsys Płytka czołowa z zamkiem do łącznika żaluzjowego, złoty/biały",193,"BPR",1,"szt.",1,4011334176619,"EC000011","-",0.23,0.105,"KG","NIE"]
["10790504","Arsys Płytka czołowa z zamkiem do łącznika żaluzjowego, stal szlachetna nierdzewna",211,"BPR",1,"szt.",1,4011334176626,"EC000011","-",0.23,0.1,"KG","NIE"]
["10797103","K.5 Płytka czołowa z kluczykiem do łącznika żaluzjowego obrotowego, aluminium",223,"BPR",1,"szt.",1,4011334377511,"EC000011","-",0.23,8.5000000000000006E-2,"KG","NIE"]
["10797104","K.5 Płytka czołowa z kluczykiem do łącznika żaluzjowego obrotowego, stal szlachetna nierdzewna",211,"BPR",1,"szt.",1,4011334281757,"EC000011","-",0.23,0.12,"KG","NIE"]
["10797106","K.1 Płytka czołowa z kluczykiem do łącznika żaluzjowego obrotowego, antracyt mat, lakierowany",179,"BPR",1,"szt.",1,4011334298670,"EC000011","-",0.23,0.106,"KG","NIE"]
["10797109","K.1 Płytka czołowa z kluczykiem do łącznika żaluzjowego obrotowego, biały",174,"BPR",1,"szt.",1,4011334267706,"EC000011","-",0.23,0.106,"KG","NIE"]
["10797203","K.5 Płytka czołowa z kluczykiem do łącznika żaluzjowego obrotowego, aluminium",223,"BPR",1,"szt.",1,4011334377528,"EC000011","-",0.23,8.5000000000000006E-2,"KG","NIE"]
["10797204","K.5 Płytka czołowa z kluczykiem do łącznika żaluzjowego obrotowego, stal szlachetna nierdzewna",211,"BPR",1,"szt.",1,4011334281764,"EC000011","-",0.23,0.115,"KG","NIE"]
["10797206","K.1 Płytka czołowa z kluczykiem do łącznika żaluzjowego obrotowego, antracyt mat, lakierowany",179,"BPR",1,"szt.",1,4011334298656,"EC000011","-",0.23,0.10299999999999999,"KG","NIE"]
["10797209","K.1 Płytka czołowa z kluczykiem do łącznika żaluzjowego obrotowego, biały",174,"BPR",1,"szt.",1,4011334267720,"EC000011","-",0.23,0.10199999999999999,"KG","NIE"]
["10797303","K.5 Płytka czołowa z kluczykiem do łącznika żaluzjowego obrotowego, aluminium",223,"BPR",1,"szt.",1,4011334377535,"EC000011","-",0.23,8.5999999999999993E-2,"KG","NIE"]
["10797304","K.5 Płytka czołowa z kluczykiem do łącznika żaluzjowego obrotowego, stal szlachetna nierdzewna",211,"BPR",1,"szt.",1,4011334281771,"EC000011","-",0.23,0.12,"KG","NIE"]
["10797306","K.1 Płytka czołowa z kluczykiem do łącznika żaluzjowego obrotowego, antracyt mat, lakierowany",179,"BPR",1,"szt.",1,4011334298625,"EC000011","-",0.23,0.107,"KG","NIE"]
["10797309","K.1 Płytka czołowa z kluczykiem do łącznika żaluzjowego obrotowego, biały",174,"BPR",1,"szt.",1,4011334267744,"EC000011","-",0.23,0.106,"KG","NIE"]
["10801404","B.Kwadrat/B.7 Płytka czołowa z pokrętłem do łącznika żaluzjowego obrotowego, alu mat, lakierowany",38.200000000000003,"BPR",1,"szt.",1,4011334223634,"EC000011","-",0.23,3.1E-2,"KG","TAK"]
["10801606","B.Kwadrat/B.3/B.7 Płytka czołowa z pokrętłem do łącznika żaluzjowego obrotowego, antracyt mat",31.8,"BPR",1,"szt.",1,4011334223641,"EC000011","-",0.23,0.03,"KG","TAK"]
["10801909","S.1/B.3/B.7 Płytka czołowa z pokrętłem do łącznika żaluzjowego obrotowego, biały",17.600000000000001,"BPR",1,"szt.",1,4011334223658,"EC000011","-",0.23,0.03,"KG","NIE"]
["10802045","R.1/R.3 Płytka czołowa z pokrętłem do łącznika żaluzjowego obrotowego, czarny",43,"BPR",1,"szt.",1,4011334376866,"EC000011","-",0.23,3.2000000000000001E-2,"KG","NIE"]
["10802089","R.1/R.3 Płytka czołowa z pokrętłem do łącznika żaluzjowego obrotowego, biały",41.2,"BPR",1,"szt.",1,4011334376859,"EC000011","-",0.23,3.2000000000000001E-2,"KG","NIE"]
["10806084","Q.1/Q.3 Płytka czołowa z pokrętłem do łącznika żaluzjowego obrotowego, alu aksamit, lakierowany",42.7,"BER",1,"szt.",1,4011334442899,"EC000011","-",0.23,3.9E-2,"KG","NIE"]
["10806086","Q.1/Q.3 Płytka czołowa z pokrętłem do łącznika żaluzjowego obrotowego, antracyt, aksamit",42.7,"BPR",1,"szt.",1,4011334379508,"EC000011","-",0.23,3.9E-2,"KG","NIE"]
["10806089","Q.1 Płytka czołowa z pokrętłem do łącznika żaluzjowego obrotowego, biały, aksamit",16.899999999999999,"BPR",1,"szt.",1,4011334313632,"EC000011","-",0.23,3.9E-2,"KG","NIE"]
["10808982","S.1 Płytka czołowa z pokrętłem do łącznika żaluzjowego obrotowego, kremowy, połysk",16.899999999999999,"BPR",1,"szt.",1,4011334278597,"EC000011","-",0.23,3.7999999999999999E-2,"KG","NIE"]
["10808989","S.1/B.3/B.7 Płytka czołowa z pokrętłem do łącznika żaluzjowego obrotowego, biały, połysk",16.899999999999999,"BPR",1,"szt.",1,4011334278603,"EC000011","-",0.23,3.7999999999999999E-2,"KG","NIE"]
["10811404","B.7 Płytka czołowa z zamkiem do łącznika żaluzjowego na klucz, alu",152,"BPR",1,"szt.",1,4011334223665,"EC000011","-",0.23,0.105,"KG","NIE"]
["10811606","B.3/B.7 Płytka czołowa z zamkiem do łącznika żaluzjowego na klucz, antracyt",140,"BPR",1,"szt.",1,4011334223672,"EC000011","-",0.23,0.104,"KG","NIE"]
["10811909","S.1/B.3/B.7 Płytka czołowa z zamkiem do łącznika żaluzjowego na klucz, biały",138,"BPR",1,"szt.",1,4011334220978,"EC000011","-",0.23,0.104,"KG","NIE"]
["10816086","Q.1/Q.3 Płytka czołowa z kluczem do łącznika żaluzjowego na klucz antracyt, aksamit",148,"BPR",1,"szt.",1,4011334379546,"EC000011","-",0.23,8.6999999999999994E-2,"KG","NIE"]
["10816089","Q.1 Płytka czołowa z zamkiem do łącznika żaluzjowego na klucz, biały, aksamit",132,"BPR",1,"szt.",1,4011334313656,"EC000011","-",0.23,8.6999999999999994E-2,"KG","NIE"]
["10818982","S.1 Płytka czołowa z zamkiem do łącznika żaluzjowego na klucz, kremowy, połysk",132,"BPR",1,"szt.",1,4011334278443,"EC000011","-",0.23,0.109,"KG","NIE"]
["10818989","S.1/B.3/B.7 Płytka czołowa z zamkiem do łącznika żaluzjowego na klucz, biały, połysk",132,"BPR",1,"szt.",1,4011334278450,"EC000011","-",0.23,0.109,"KG","NIE"]
["10821909","S.1/B.3/B.7 Płytka czołowa z zamkiem do łącznika żaluzjowego na klucz, biały",132,"BPR",1,"szt.",1,4011334220985,"EC000011","-",0.23,0.10100000000000001,"KG","NIE"]
["10826086","Q.1/Q.3 Płytka czołowa z kluczem do łącznika żaluzjowego na klucz antracyt, aksamit",148,"BPR",1,"szt.",1,4011334379560,"EC000011","-",0.23,8.6999999999999994E-2,"KG","NIE"]
["10826089","Q.1 Płytka czołowa z zamkiem do łącznika żaluzjowego na klucz, biały, aksamit",132,"BPR",1,"szt.",1,4011334313670,"EC000011","-",0.23,8.6999999999999994E-2,"KG","NIE"]
["10828982","S.1 Płytka czołowa z zamkiem do łącznika żaluzjowego na klucz, kremowy, połysk",132,"BPR",1,"szt.",1,4011334278467,"EC000011","-",0.23,0.107,"KG","NIE"]
["10828989","S.1/B.3/B.7 Płytka czołowa z zamkiem do łącznika żaluzjowego na klucz, biały, połysk",132,"BPR",1,"szt.",1,4011334278474,"EC000011","-",0.23,0.107,"KG","NIE"]
["10831909","S.1/B.3/B.7 Płytka czołowa z zamkiem do łącznika żaluzjowego na klucz, biały",132,"BPR",1,"szt.",1,4011334221005,"EC000011","-",0.23,0.104,"KG","NIE"]
["10836086","Q.1/Q.3 Płytka czołowa z kluczem do łącznika żaluzjowego na klucz antracyt, aksamit",148,"BPR",1,"szt.",1,4011334379591,"EC000011","-",0.23,8.6999999999999994E-2,"KG","NIE"]
["10836089","Q.1 Płytka czołowa z zamkiem do łącznika żaluzjowego na klucz, biały, aksamit",132,"BPR",1,"szt.",1,4011334313694,"EC000011","-",0.23,8.6999999999999994E-2,"KG","NIE"]
["10838982","S.1 Płytka czołowa z zamkiem do łącznika żaluzjowego na klucz, kremowy, połysk",132,"BPR",1,"szt.",1,4011334278481,"EC000011","-",0.23,0.109,"KG","NIE"]
["10838989","S.1/B.3/B.7 Płytka czołowa z zamkiem do łącznika żaluzjowego na klucz, biały, połysk",132,"BPR",1,"szt.",1,4011334278498,"EC000011","-",0.23,0.109,"KG","NIE"]
["10841404","B.Kwadrat/B.7 Płytka czołowa z pokrętłem do łącznika 3-pozycyjnego bez pozycji zerowej, alu mat, lakierowany",38.200000000000003,"BPR",1,"szt.",1,4011334221012,"EC000011","-",0.23,2.9000000000000001E-2,"KG","NIE"]
["10841606","B.Kwadrat/B.3/B.7 Płytka czołowa z pokrętłem do łącznika 3-pozycyjnego bez pozycji zerowej, antracyt mat",26.7,"BPR",1,"szt.",1,4011334221029,"EC000011","-",0.23,2.9000000000000001E-2,"KG","NIE"]
["10841909","S.1/B.3/B.7 Płytka czołowa z pokrętłem do łącznika 3-pozycyjnego bez pozycji zerowej, biały",16.899999999999999,"BPR",1,"szt.",1,4011334221036,"EC000011","-",0.23,0.03,"KG","NIE"]
["10842045","R.1/R.3 Płytka czołowa z pokrętłem do łącznika 3-pozycyjnego bez pozycji zerowej, czarny, połysk",41,"BPR",1,"szt.",1,4011334376880,"EC000011","-",0.23,3.2000000000000001E-2,"KG","NIE"]
["10842089","R.1/R.3 Płytka czołowa z pokrętłem do łącznika 3-pozycyjnego bez pozycji zerowej, biały, połysk",39.200000000000003,"BPR",1,"szt.",1,4011334376873,"EC000011","-",0.23,3.2000000000000001E-2,"KG","NIE"]
["10846084","Q.1/Q.3 Płytka czołowa z pokrętłem do łącznika 3-pozycyjnego bez pozycji zerowej i nadrukiem, alu aksamit, lakierowany",42.7,"BER",1,"szt.",1,4011334442936,"EC000011","-",0.23,3.9E-2,"KG","NIE"]
["10846086","Q.1/Q.3 Płytka czołowa z pokrętłem do łącznika 3-pozycyjnego bez pozycji zerowej i nadrukiem, antracyt, aksamit",42.7,"BPR",1,"szt.",1,4011334379614,"EC000011","-",0.23,3.9E-2,"KG","NIE"]
["10846089","Q.1 Płytka czołowa z pokrętłem do łącznika 3-pozycyjnego bez pozycji zerowej i nadrukiem, biały, aksamit",16.899999999999999,"BPR",1,"szt.",1,4011334313595,"EC000011","-",0.23,3.9E-2,"KG","NIE"]
["10848982","B.Kwadrat/S.1 Płytka czołowa z pokrętłem do łącznika 3-pozycyjnego bez pozycji zerowej, kremowy, połysk",16.899999999999999,"BPR",1,"szt.",1,4011334278429,"EC000011","-",0.23,3.7999999999999999E-2,"KG","NIE"]
["10848989","B.Kwadrat/S.1/B.3/B.7 Płytka czołowa z pokrętłem do łącznika 3-pozycyjnego bez pozycji zerowej, biały, połysk",16.899999999999999,"BPR",1,"szt.",1,4011334278436,"EC000011","-",0.23,3.7999999999999999E-2,"KG","NIE"]
["10870001","Arsys Płytka czołowa z pokrętłem do łącznika 3-pozycyjnego z \"0\", brązowy",31.7,"BPR",1,"szt.",1,4011334173731,"EC000011","-",0.23,4.3999999999999997E-2,"KG","NIE"]
["10870002","Arsys Płytka czołowa z pokrętłem do łącznika 3-pozycyjnego z \"0\", kremowy",18.600000000000001,"BPR",1,"szt.",1,4011334173748,"EC000011","-",0.23,4.3999999999999997E-2,"KG","NIE"]
["10870069","Arsys Płytka czołowa z pokrętłem do łącznika 3-pozycyjnego z \"0\", biały",27.9,"BPR",1,"szt.",1,4011334173755,"EC000011","-",0.23,4.3999999999999997E-2,"KG","NIE"]
["10870101","Arsys Płytka czołowa z pokrętłem do łącznika 3-pozycyjnego z \"0\", jasny brąz, metal",32.799999999999997,"BPR",1,"szt.",1,4011334175612,"EC000011","-",0.23,3.9E-2,"KG","NIE"]
["10870102","Arsys Płytka czołowa z pokrętłem do łącznika 3-pozycyjnego z \"0\", złoty/biały",32.799999999999997,"BPR",1,"szt.",1,4011334175629,"EC000011","-",0.23,3.9E-2,"KG","NIE"]
["10870104","Arsys Płytka czołowa z pokrętłem do łącznika 3-pozycyjnego z \"0\", stal szlachetna nierdzewna",40.5,"BPR",1,"szt.",1,4011334175636,"EC000011","-",0.23,4.7E-2,"KG","NIE"]
["10877103","K.5 Płytka czołowa z pokrętłem do łącznika 3-pozycyjnego z pozycją zerową, alu",42.8,"BPR",1,"szt.",1,4011334377542,"EC000011","-",0.23,3.5999999999999997E-2,"KG","NIE"]
["10877104","K.5 Płytka czołowa z pokrętłem do łącznika 3-pozycyjnego z pozycją zerową, stal szlachetna nierdzewna",40.5,"BPR",1,"szt.",1,4011334281894,"EC000011","-",0.23,4.4999999999999998E-2,"KG","NIE"]
["10877106","K.1 Płytka czołowa z pokrętłem do łącznika 3-pozycyjnego z pozycją zerową, antracyt mat, lakierowany",37.700000000000003,"BPR",1,"szt.",1,4011334298601,"EC000011","-",0.23,3.3000000000000002E-2,"KG","NIE"]
["10877109","K.1 Płytka czołowa z pokrętłem do łącznika 3-pozycyjnego z pozycją zerową, biały",29.3,"BPR",1,"szt.",1,4011334264354,"EC000011","-",0.23,3.5000000000000003E-2,"KG","NIE"]
["10880001","Arsys Płytka czołowa z pokrętłem do łącznika 3-pozycyjnego bez \"0\", brązowy",31.7,"BPR",1,"szt.",1,4011334174066,"EC000011","-",0.23,4.4999999999999998E-2,"KG","NIE"]
["10880002","Arsys Płytka czołowa z pokrętłem do łącznika 3-pozycyjnego bez \"0\", kremowy",18.600000000000001,"BPR",1,"szt.",1,4011334174073,"EC000011","-",0.23,4.4999999999999998E-2,"KG","NIE"]
["10880069","Arsys Płytka czołowa z pokrętłem do łącznika 3-pozycyjnego bez \"0\", biały",27.9,"BPR",1,"szt.",1,4011334174080,"EC000011","-",0.23,4.5999999999999999E-2,"KG","NIE"]
["10880101","Arsys Płytka czołowa z pokrętłem do łącznika 3-pozycyjnego bez \"0\", jasny brąz, metal",32.799999999999997,"BPR",1,"szt.",1,4011334174158,"EC000011","-",0.23,4.1000000000000002E-2,"KG","NIE"]
["10880102","Arsys Płytka czołowa z pokrętłem do łącznika 3-pozycyjnego bez \"0\", złoty/biały",32.799999999999997,"BPR",1,"szt.",1,4011334174165,"EC000011","-",0.23,4.1000000000000002E-2,"KG","NIE"]
["10880104","Arsys Płytka czołowa z pokrętłem do łącznika 3-pozycyjnego bez \"0\", stal szlachetna nierdzewna",40.5,"BPR",1,"szt.",1,4011334174172,"EC000011","-",0.23,4.9000000000000002E-2,"KG","NIE"]
["10887103","K.5 Płytka czołowa z pokrętłem do łącznika 3-pozycyjnego bez pozycji zerowej, alu",42.8,"BPR",1,"szt.",1,4011334377559,"EC000011","-",0.23,3.5999999999999997E-2,"KG","NIE"]
["10887104","K.5 Płytka czołowa z pokrętłem do łącznika 3-pozycyjnego bez pozycji zerowej, stal szlachetna nierdzewna",40.5,"BPR",1,"szt.",1,4011334281900,"EC000011","-",0.23,4.4999999999999998E-2,"KG","NIE"]
["10887106","K.1 Płytka czołowa z pokrętłem do łącznika 3-pozycyjnego bez pozycji zerowej, antracyt mat, lakierowany",35.9,"BPR",1,"szt.",1,4011334298588,"EC000011","-",0.23,3.3000000000000002E-2,"KG","NIE"]
["10887109","K.1 Płytka czołowa z pokrętłem do łącznika 3-pozycyjnego bez pozycji zerowej, biały",27.9,"BPR",1,"szt.",1,4011334264378,"EC000011","-",0.23,3.5000000000000003E-2,"KG","NIE"]
["10961404","B.Kwadrat/B.7 Płytka czołowa z pokrętłem do łącznika 3-pozycyjnego z pozycją zerową, alu mat, lakierowany",40.1,"BPR",1,"szt.",1,4011334221043,"EC000011","-",0.23,0.03,"KG","NIE"]
["10961606","B.Kwadrat/B.3/B.7 Płytka czołowa z pokrętłem do łącznika 3-pozycyjnego z pozycją zerową, antracyt mat",28.1,"BPR",1,"szt.",1,4011334221050,"EC000011","-",0.23,2.8000000000000001E-2,"KG","NIE"]
["10961909","S.1/B.3/B.7 Płytka czołowa z pokrętłem do łącznika 3-pozycyjnego z pozycją zerową biały",16.899999999999999,"BPR",1,"szt.",1,4011334221067,"EC000011","-",0.23,0.03,"KG","NIE"]
["10962045","R.1/R.3 Płytka czołowa z pokrętłem do łącznika 3-pozycyjnego z pozycją zerową, czarny, połysk",41,"BPR",1,"szt.",1,4011334376903,"EC000011","-",0.23,3.2000000000000001E-2,"KG","NIE"]
["10962089","R.1/R.3 Płytka czołowa z pokrętłem do łącznika 3-pozycyjnego z pozycją zerową, biały, połysk",39.200000000000003,"BPR",1,"szt.",1,4011334376897,"EC000011","-",0.23,3.2000000000000001E-2,"KG","NIE"]
["10966084","Q.1/Q.3 Płytka czołowa z pokrętłem do łącznika 3-pozycyjnego z pozycją zerową i nadrukiem, alu aksamit, lakierowany",42.7,"BER",1,"szt.",1,4011334442943,"EC000011","-",0.23,3.9E-2,"KG","NIE"]
["10966086","Q.1/Q.3 Płytka czołowa z pokrętłem do łącznika 3-pozycyjnego z pozycją zerową i nadrukiem, antracyt, aksamit",42.7,"BPR",1,"szt.",1,4011334379645,"EC000011","-",0.23,3.9E-2,"KG","NIE"]
["10966089","Q.1 Płytka czołowa z pokrętłem do łącznika 3-pozycyjnego z pozycją zerową i nadrukiem, biały, aksamit",16.899999999999999,"BPR",1,"szt.",1,4011334313618,"EC000011","-",0.23,3.9E-2,"KG","NIE"]
["10968982","B.Kwadrat/S.1 Płytka czołowa z pokrętłem do łącznika 3-pozycyjnego z pozycją zerową, kremowy, połysk",16.899999999999999,"BPR",1,"szt.",1,4011334278504,"EC000011","-",0.23,3.7999999999999999E-2,"KG","NIE"]
["10968989","B.Kwadrat/S.1/B.3/B.7 Płytka czołowa z pokrętłem do łącznika 3-pozycyjnego z pozycją zerową, biały, połysk",16.899999999999999,"BPR",1,"szt.",1,4011334278511,"EC000011","-",0.23,3.7999999999999999E-2,"KG","NIE"]
["11000102","polo.fiorena/polo.optima Łącznik 1-klawiszowy uniwersalny (schodowy), mechanizm, samozaciski",15,"POL",1,"szt.",10,5901241110013,"-","-",0.23,70,"G","TAK"]
["11000202","polo.fiorena/polo.optima Łącznik 1-klawiszowy krzyżowy, mechanizm, samozaciski",20.3,"POL",1,"szt.",10,5901241110020,"-","-",0.23,73,"G","TAK"]
["11000302","polo.fiorena/polo.optima Łącznik 1-klawiszowy 1-biegunowy, mechanizm, samozaciski",13.5,"POL",1,"szt.",10,5901241110037,"-","-",0.23,69,"G","TAK"]
["11000402","polo.fiorena/polo.optima Łącznik 1-klawiszowy 2-biegunowy, mechanizm, samozaciski",24.5,"POL",1,"szt.",10,5901241110044,"-","-",0.23,63.6,"G","TAK"]
["11000602","polo.fiorena/polo.optima Łącznik 2-klawiszowy świecznikowy (seryjny), mechanizm, samozaciski",16.2,"POL",1,"szt.",10,5901241110068,"-","-",0.23,73,"G","TAK"]
["11000701","polo.fiorena/polo.optima Łącznik 2-obwodowy, mechanizm, samozaciski",18.7,"POL",1,"szt.",10,5901241110075,"-","-",0.23,79.489999999999995,"G","TAK"]
["11000802","polo.fiorena/polo.optima Łącznik 2-obwodowy schodowy, mechanizm, zaciski śrubowe",50.5,"POL",1,"szt.",10,5901241110082,"-","-",0.23,81,"G","TAK"]
["11000902","polo.fiorena/polo.optima Łącznik kontrolny uniwersalny w komplecie z lampką neonową, mechanizm samozaciski",20.3,"POL",1,"szt.",10,5901241110099,"-","-",0.23,65.400000000000006,"G","TAK"]
["11001102","polo.fiorena/polo.optima Łącznik zwierny, mechaznim, samozaciski",14.9,"POL",1,"szt.",10,5901241110112,"-","-",0.23,70,"G","TAK"]
["11001301","polo.fiorena/polo.optima Łącznik rozwierny, mechanizm, samozaciski",18,"POL",1,"szt.",10,5901241110136,"-","-",0.23,60.3,"G","TAK"]
["11001402","polo.fiorena/polo.optima Łącznik zwierny schodowy, mechanizm, samozaciski",26.9,"POL",1,"szt.",10,5901241110143,"-","-",0.23,63.5,"G","TAK"]
["11001502","polo.fiorena/polo.optima Łącznik kontrolny zwierny bez lampki neonowej, mechanizm, samozaciski",19.399999999999999,"POL",1,"szt.",10,5901241110150,"-","-",0.23,61.98,"G","NIE"]
["11001602","polo.fiorena/polo.optima Łącznik 2-obwodowy zwierny, mechanizm, samozaciski",26.9,"POL",1,"szt.",10,5901241110167,"-","-",0.23,74,"G","TAK"]
["11001701","polo.fiorena/polo.optima Lampka neonowa gwint E-10, 2,2 mA",5.9,"POL",1,"szt.",200,5901241110174,"-","-",0.23,1.2,"G","TAK"]
["11001801","polo.fiorena/polo.optima Lampka neonowa gwint E-10, 0,6 mA",25.8,"POL",1,"szt.",10,5901241110181,"-","-",0.23,1.9,"G","NIE"]
["11002301","polo.fiorena/polo.optima Komplet uszczelniający",4.7,"POL",1,"szt.",5,5901241110235,"-","-",0.23,5,"G","TAK"]
["11002401","polo.fiorena/polo.optima Klucz do gniazda DATA",2.4,"POL",1,"szt.",200,5901241110242,"-","-",0.23,2,"G","TAK"]
["11002501","polo.fiorena/polo.optima Wtyczka do gniazda wyrównania potencjału",123,"POL",1,"szt.",10,5901241110259,"-","-",0.23,29.1,"G","TAK"]
["11002901","polo.fiorena/polo.optima Ściemniacz 75-800 W, lampy żarowe i halogenowe, obrotowy, mechanizm",443,"POL",1,"szt.",1,5901241110297,"-","-",0.23,802,"G","TAK"]
["11003301","polo.fiorena/polo.optima Ściemniacz do świetlówek, wyjście 1-10 V, obrotowy, mechanizm",316,"POL",1,"szt.",10,5901241110334,"-","-",0.23,51.33,"G","TAK"]
["11003902","polo.fiorena/polo.optima Łącznik żaluzjowy 1-biegunowy, 3-pozycyjny pokrętny, mechanizm, zaciski śrubowe",31,"POL",1,"szt.",10,5901241110396,"-","-",0.23,72.2,"G","TAK"]
["11004602","polo.fiorena/polo.optima Łącznik żaluzjowy 2-biegunowy zwierny, na klucz, mechanizm, zaciski śrubowe",34,"POL",1,"szt.",10,5901241110464,"-","-",0.23,71.400000000000006,"G","TAK"]
["11004702","polo.fiorena/polo.optima Łącznik żaluzjowy, 2-pozycyjny, klawiszowy, mechanizm, samozaciski",34.299999999999997,"POL",1,"szt.",10,5901241110471,"-","-",0.23,74,"G","TAK"]
["11004802","polo.fiorena/polo.optima Łącznik żaluzjowy zwierny, 1-opozycyjny, klawiszowy, mechanizm, samozaciski",34.299999999999997,"POL",1,"szt.",10,5901241110488,"-","-",0.23,75,"G","TAK"]
["11005801","polo.fiorena/polo.optima Ramka montażowa z pazurkami do gniazd RJ, polo",15,"POL",1,"szt.",10,5901241110587,"-","-",0.23,35,"G","NIE"]
["11005901","polo.fiorena/polo.optima Mechanizm sygnalizatora świetlnego w komplecie z lampką neonową, samozaciski",33.5,"POL",1,"szt.",10,5901241110594,"-","-",0.23,71.180000000000007,"G","TAK"]
["11006001","polo.fiorena/polo.optima Mechanizm do łącznika schodowego na klucz, zaciski śrubowe",59,"POL",1,"szt.",10,5901241110600,"-","-",0.23,72,"G","TAK"]
["11006801","polo.fiorena/polo.optima Ściemniacz obrotowy 230V, 60-400W, mechanizm",117,"POL",1,"szt.",10,5901241142434,"-","-",0.23,126,"G","TAK"]
["11006901","polo.fiorena/polo.optima Ściemniacz obrotowy 230V 60-600W, mechanizm",161,"POL",1,"szt.",10,5901241142441,"-","-",0.23,126,"G","TAK"]
["11007001","polo.fiorena/polo.optima Ściemniacz obrotowy 230V trafo ferro. 20-500W/VA, mechanizm",162,"POL",1,"szt.",1,5901241142458,"-","-",0.23,126,"G","TAK"]
["11007101","polo.fiorena/polo.optima Ściemniacz obrotowy 230V trafo elektronic R/C 20-550W, mechanizm",258,"POL",1,"szt.",1,5901241142465,"-","-",0.23,126,"G","NIE"]
["11008002","polo.fiorena/polo.optima Łącznik zwierny z niezależnym podświetleniem, mechanizm, samozaciski",15.4,"POL",1,"szt.",10,5901241110730,"-","-",0.23,63.9,"G","TAK"]
["11016102","polo.fiorena/polo.optima Łącznik 2-biegunowy zwierny, mechanizm, samozaciski",26.7,"POL",1,"szt.",10,5901241110747,"-","-",0.23,63.8,"G","TAK"]
["11016702","polo.fiorena/polo.optima Łącznik 2-grupowy podświetlany, w komplecie z lampką, mechanizm, samozaciski",29.1,"POL",1,"szt.",10,5901241110716,"-","-",0.23,66,"G","TAK"]
["11018401","polo.fiorena/polo.optima Łącznik 1-klawiszowy krzyżowy podświetlany, w komplecie z lampką, mechanizm, samozaciski",30.2,"POL",1,"szt.",10,5901241110723,"-","-",0.23,65.599999999999994,"G","TAK"]
["11020201","polo.fiorena/polo.optima Zaślepka 25 x 50 mm dla standardu 50 x 50 mm",10.1,"POL",1,"szt.",1,5901241110808,"-","-",0.23,2.8,"G","NIE"]
["11026402","polo.fiorena/polo.optima Puszka przyłączeniowa p/t, n/t z zaciskami 5 x 2,5 mm²",31,"POL",1,"szt.",20,5901241112451,"-","-",0.23,88,"G","TAK"]
["11080001","Arsys Pierścień oddzielający do płytki centralnej, brązowy",6.8,"BPR",1,"szt.",10,4011334173045,"EC002250","-",0.23,7.0000000000000001E-3,"KG","NIE"]
["11080002","Arsys Pierścień oddzielający do płytki centralnej, kremowy",4.2,"BPR",1,"szt.",10,4011334173052,"EC002250","-",0.23,7.0000000000000001E-3,"KG","NIE"]
["11080069","Arsys Pierścień oddzielający do płytki centralnej, biały",6.4,"BPR",1,"szt.",10,4011334173069,"EC002250","-",0.23,8.0000000000000002E-3,"KG","NIE"]
["11080101","Arsys Pierścień oddzielający do płytki centralnej 50x50mm, brązowy",6.8,"BPR",1,"szt.",10,4011334256830,"EC002250","-",0.23,8.0000000000000002E-3,"KG","NIE"]
["11080102","Arsys Pierścień oddzielający do płytki centralnej 50x50mm, kremowy",4.2,"BPR",1,"szt.",10,4011334256847,"EC002250","-",0.23,8.0000000000000002E-3,"KG","NIE"]
["11080169","Arsys Pierścień oddzielający do płytki centralnej 50x50mm, biały",6.1,"BPR",1,"szt.",10,4011334256854,"EC002250","-",0.23,1.0999999999999999E-2,"KG","NIE"]
["11087003","K.5 Pierścień oddzielający do płytki czołowej, alu",10,"BPR",1,"szt.",10,4011334377566,"EC002250","-",0.23,8.0000000000000002E-3,"KG","TAK"]
["11087004","K.5 Pierścień oddzielający do płytki czołowej, stal szlachetna, lakierowana",9.4,"BPR",1,"szt.",10,4011334275619,"EC002250","-",0.23,8.0000000000000002E-3,"KG","TAK"]
["11087006","K.1 Pierścień oddzielający do płytki czołowej, antracyt mat, lakierowany",6.8,"BPR",1,"szt.",10,4011334298564,"EC002250","-",0.23,8.0000000000000002E-3,"KG","TAK"]
["11087009","K.1 Pierścień oddzielający do płytki czołowej, biały",6.4,"BPR",1,"szt.",10,4011334263074,"EC002250","-",0.23,8.0000000000000002E-3,"KG","TAK"]
["11087103","K.5 Pierścień adaptacyjny do płytki czołowej 50x50 mm, alu",9.5,"BPR",1,"szt.",10,4011334377573,"EC002250","-",0.23,8.0000000000000002E-3,"KG","NIE"]
["11087104","K.5 Pierścień adaptacyjny do płytki czołowej 50x50 mm, stal szlachetna, lakierowana",9,"BPR",1,"szt.",10,4011334275626,"EC002250","-",0.23,8.0000000000000002E-3,"KG","NIE"]
["11087106","K.1 Pierścień adaptacyjny do płytki czołowej 50x50 mm, antracyt mat, lakierowany",6.5,"BPR",1,"szt.",10,4011334298540,"EC002250","-",0.23,8.9999999999999993E-3,"KG","NIE"]
["11087109","K.1 Pierścień adaptacyjny do płytki czołowej 50x50 mm, biały",6.1,"BPR",1,"szt.",10,4011334267768,"EC002250","-",0.23,8.9999999999999993E-3,"KG","NIE"]
["11089004","Arsys Pierścień oddzielający do płytki centralnej, stal szlachetna, lakierowana",9.5,"BPR",1,"szt.",10,4011334180630,"EC002250","-",0.23,8.0000000000000002E-3,"KG","NIE"]
["11089011","Arsys Pierścień oddzielający do płytki centralnej, jasny brąz, lakierowany",9.5,"BPR",1,"szt.",10,4011334180623,"EC002250","-",0.23,8.0000000000000002E-3,"KG","NIE"]
["11089104","Arsys Pierścień przejściowy do płytki centralnej 50 x 50 mm, stal szlachetna, lakierowany",9,"BPR",1,"szt.",10,4011334256861,"EC002250","-",0.23,8.0000000000000002E-3,"KG","NIE"]
["11089111","Arsys Pierścień przejściowy do płytki centralnej 50 x 50 mm, jasny brąz, lakierowany",9,"BPR",1,"szt.",10,4011334256878,"EC002250","-",0.23,8.0000000000000002E-3,"KG","NIE"]
["11091404","B.Kwadrat/B.7 Pierścień oddzielający do płytki czołowej, alu",9.5,"BPR",1,"szt.",10,4011334221074,"EC002250","-",0.23,8.9999999999999993E-3,"KG","TAK"]
["11091414","B.Kwadrat/B.7 Pierścień adaptacyjny do płytek czołowych 50x50 mm, alu",9,"BPR",1,"szt.",10,4011334256885,"EC002250","-",0.23,7.0000000000000001E-3,"KG","NIE"]
["11091606","B.Kwadrat/B.3/B.7 Pierścień oddzielający do płytki czołowej, antracyt",5,"BPR",1,"szt.",10,4011334221081,"EC002250","-",0.23,6.0000000000000001E-3,"KG","TAK"]
["11091616","B.Kwadrat/B.3/B.7 Pierścień adaptacyjny do płytek czołowych 50x50 mm, antracyt",5,"BPR",1,"szt.",10,4011334256892,"EC002250","-",0.23,7.0000000000000001E-3,"KG","NIE"]
["11091909","S.1/B.3/B.7 Pierścień oddzielający do płytki czołowej, biały",3.7,"BPR",1,"szt.",10,4011334221098,"EC002250","-",0.23,7.0000000000000001E-3,"KG","TAK"]
["11091919","S.1/B.3/B.7 Pierścień przejściowy do płytki centralnej 50 x 50 mm, biały",3.5,"BPR",1,"szt.",10,4011334256908,"EC002250","-",0.23,1.0999999999999999E-2,"KG","NIE"]
["11096076","Q.1/Q.3 Pierścień adaptacyjny do płytki czołowej 50 x 50 mm antracyt, aksamit",10.7,"BPR",1,"szt.",10,4011334379676,"EC002250","-",0.23,8.9999999999999993E-3,"KG","NIE"]
["11096079","Q.1 Pierścień przejściowy do płytki centralnej 50 x 50 mm, biały, aksamit",5.9,"BPR",1,"szt.",10,4011334312017,"EC002250","-",0.23,8.9999999999999993E-3,"KG","NIE"]
["11096084","Q.1/Q.3 Pierścień oddzielający do płytki czołowej, alu aksamit, lakierowany",10.5,"BER",1,"szt.",10,4011334442967,"EC002250","-",0.23,7.0000000000000001E-3,"KG","NIE"]
["11096086","Q.1/Q.3 Pierścień oddzielający do płytki czołowej, antracyt, aksamit lakierowany",10.5,"BPR",1,"szt.",10,4011334379690,"EC002250","-",0.23,8.9999999999999993E-3,"KG","NIE"]
["11096089","Q.1 Pierścień oddzielający do płytki czołowej, biały, aksamit",4.5999999999999996,"BPR",1,"szt.",10,4011334312093,"EC002250","-",0.23,8.9999999999999993E-3,"KG","TAK"]
["11098982","B.Kwadrat/S.1 Pierścień oddzielający do płytki czołowej, kremowy, połysk",3.5,"BER",1,"szt.",10,4011334279013,"EC002250","-",0.23,7.0000000000000001E-3,"KG","TAK"]
["11098989","B.Kwadrat/S.1/B.3/B.7 Pierścień oddzielający do płytki czołowej, biały, połysk",3.5,"BER",1,"szt.",10,4011334279006,"EC002250","-",0.23,7.0000000000000001E-3,"KG","TAK"]
["11099082","B.Kwadrat/S.1 Pierścień adaptacyjny do płytek czołowych 50x50 mm, kremowy, połysk",3.5,"BPR",1,"szt.",10,4011334294153,"EC002250","-",0.23,7.0000000000000001E-3,"KG","NIE"]
["11099089","B.Kwadrat/S.1/B.3/B.7 Pierścień adaptacyjny do płytek czołowych 50x50 mm, biały, połysk",3.5,"BPR",1,"szt.",10,4011334294160,"EC002250","-",0.23,7.0000000000000001E-3,"KG","NIE"]
["11101404","B.7 Obudowa przyłącza danych z polem opisowym, alu",47.4,"BPR",1,"szt.",10,4011334221104,"EC000018","-",0.23,5.5E-2,"KG","NIE"]
["11101606","B.3/B.7 Obudowa przyłącza danych z polem opisowym, antracyt",39.6,"BPR",1,"szt.",10,4011334221111,"EC000018","-",0.23,5.5E-2,"KG","NIE"]
["11101909","S.1/B.3/B.7 Obudowa przyłącza danych z polem opisowym, biały",33,"BPR",1,"szt.",10,4011334221128,"EC000018","-",0.23,5.2999999999999999E-2,"KG","NIE"]
["11106089","Q.1 Obudowa przyłącza danych z polem opisowym, biały, aksamit",33,"BPR",1,"szt.",10,4011334312178,"EC000018","-",0.23,5.5E-2,"KG","NIE"]
["11108982","S.1 Obudowa przyłącza danych z polem opisowym, kremowy, połysk",33,"BPR",1,"szt.",10,4011334279037,"EC000018","-",0.23,5.2999999999999999E-2,"KG","NIE"]
["11108989","S.1/B.3/B.7 Obudowa przyłącza danych z polem opisowym, biały, połysk",33,"BPR",1,"szt.",10,4011334279020,"EC000018","-",0.23,5.2999999999999999E-2,"KG","NIE"]
["11241404","B.Kwadrat/B.7 Płytka czołowa do łącznika i sygnalizatora świetlnego E10, alu",24.4,"BPR",1,"szt.",10,4011334225768,"EC000064","-",0.23,1.2E-2,"KG","NIE"]
["11241606","B.Kwadrat/B.3/B.7 Płytka czołowa do łącznika i sygnalizatora świetlnego E10, antracyt",16.8,"BPR",1,"szt.",10,4011334221135,"EC000064","-",0.23,1.0999999999999999E-2,"KG","NIE"]
["11241909","S.1/B.3/B.7 Płytka czołowa do łącznika i sygnalizatora świetlnego E10, biały",10,"BPR",1,"szt.",10,4011334221142,"EC000064","-",0.23,1.2E-2,"KG","NIE"]
["11242045","R.1/R.3 Płytka czołowa do łącznika i sygnalizatora świetlnego E10, czarny",17.899999999999999,"BPR",1,"szt.",10,4011334367079,"EC000064","-",0.23,0.01,"KG","NIE"]
["11242089","R.1/R.3 Płytka czołowa do łącznika i sygnalizatora świetlnego E10, biały",15.8,"BPR",1,"szt.",10,4011334367062,"EC000064","-",0.23,0.01,"KG","NIE"]
["11246084","Q.1/Q.3 Płytka czołowa do łącznika i sygnalizatora świetlnego E10, alu aksamit, lakierowany",22.6,"BER",1,"szt.",10,4011334442974,"EC000064","-",0.23,1.2E-2,"KG","NIE"]
["11246086","Q.1/Q.3 Płytka czołowa do łącznika i sygnalizatora świetlnego E10, antracyt aksamit, lakierowany",16.899999999999999,"BPR",1,"szt.",10,4011334379744,"EC000064","-",0.23,1.2E-2,"KG","NIE"]
["11246089","Q.1 Płytka czołowa do łącznika i sygnalizatora świetlnego E10, biały, aksamit",10,"BPR",1,"szt.",10,4011334313755,"EC000064","-",0.23,1.2E-2,"KG","NIE"]
["11248982","S.1 Płytka czołowa do łącznika i sygnalizatora świetlnego E10, kremowy, połysk",10,"BPR",1,"szt.",10,4011334277101,"EC000064","-",0.23,1.6E-2,"KG","NIE"]
["11248989","S.1/B.3/B.7 Płytka czołowa do łącznika i sygnalizatora świetlnego E10, biały, połysk",10,"BPR",1,"szt.",10,4011334277095,"EC000064","-",0.23,1.6E-2,"KG","NIE"]
["11308982","S.1 Pokrywa z pokrętłem do ściemniacza obrotowego komplet, kremowy, połysk",18.399999999999999,"BPR",1,"szt.",10,4011334277125,"EC000011","-",0.23,3.6999999999999998E-2,"KG","NIE"]
["11308989","S.1 Pokrywa z pokrętłem do ściemniacza obrotowego komplet, biały, połysk",18.399999999999999,"BPR",1,"szt.",10,4011334277118,"EC000011","-",0.23,3.6999999999999998E-2,"KG","NIE"]
["11309909","S.1 Pokrywa z pokrętłem do ściemniacza obrotowego komplet, biały",18.399999999999999,"BPR",1,"szt.",10,4011334232483,"EC000011","-",0.23,3.5000000000000003E-2,"KG","NIE"]
["11309939","S.1 Pokrywa z pokrętłem do ściemniacza obrotowego komplet, alu, mat",44.1,"BPR",1,"szt.",10,4011334360773,"EC000011","-",0.23,3.5000000000000003E-2,"KG","NIE"]
["11309949","S.1 Pokrywa z pokrętłem do ściemniacza obrotowego komplet, antracyt, mat",36.6,"BPR",1,"szt.",10,4011334360780,"EC000011","-",0.23,3.5000000000000003E-2,"KG","NIE"]
["11340001","Arsys Płytka czołowa z pokrętłem regulacyjnym do ściemniacza obrotowego, jasny brąz, metal",73.5,"BPR",1,"szt.",10,4011334172987,"EC000011","-",0.23,2.3E-2,"KG","NIE"]
["11340002","Arsys Płytka czołowa z pokrętłem regulacyjnym do ściemniacza obrotowego, złoty",70,"BPR",1,"szt.",10,4011334172994,"EC000011","-",0.23,2.5999999999999999E-2,"KG","NIE"]
["11340004","Arsys Płytka czołowa z pokrętłem regulacyjnym do ściemniacza obrotowego, stal szlachetna nierdzewna",82.5,"BPR",1,"szt.",10,4011334173007,"EC000011","-",0.23,3.9E-2,"KG","NIE"]
["11340021","Arsys Płytka czołowa z pokrętłem regulacyjnym do regulatora obrotów, jasny brąz, metal",75.5,"BPR",1,"szt.",10,4011334274711,"EC000011","-",0.23,2.3E-2,"KG","NIE"]
["11340022","Arsys Płytka czołowa z pokrętłem regulacyjnym do regulatora obrotów, złoty, metal",75.5,"BPR",1,"szt.",10,4011334274728,"EC000011","-",0.23,2.5999999999999999E-2,"KG","NIE"]
["11340024","Arsys Płytka czołowa z pokrętłem regulacyjnym do regulatora obrotów, stal szlachetna nierdzewna",86,"BPR",1,"szt.",10,4011334274735,"EC000011","-",0.23,3.9E-2,"KG","NIE"]
["11350001","Arsys Płytka czołowa z pokrętłem regulacyjnym do ściemniacza obrotowego, brązowy",54,"BPR",1,"szt.",10,4011334170358,"EC000011","-",0.23,0.03,"KG","NIE"]
["11350002","Arsys Płytka czołowa z pokrętłem regulacyjnym do ściemniacza obrotowego, kremowy",31.1,"BPR",1,"szt.",10,4011334170365,"EC000011","-",0.23,2.9000000000000001E-2,"KG","NIE"]
["11350021","Arsys Płytka czołowa z pokrętłem regulacyjnym do regulatora obrotów, brązowy",56,"BPR",1,"szt.",10,4011334274742,"EC000011","-",0.23,0.03,"KG","NIE"]
["11350022","Arsys Płytka czołowa z pokrętłem regulacyjnym do regulatora obrotów, kremowy",33.1,"BPR",1,"szt.",10,4011334274759,"EC000011","-",0.23,2.9000000000000001E-2,"KG","NIE"]
["11350069","Arsys Płytka czołowa z pokrętłem regulacyjnym do ściemniacza obrotowego, biały",45.7,"BPR",1,"szt.",10,4011334170372,"EC000011","-",0.23,3.1E-2,"KG","NIE"]
["11350089","Arsys Płytka czołowa z pokrętłem regulacyjnym do regulatora obrotów, biały",47.5,"BPR",1,"szt.",10,4011334274766,"EC000011","-",0.23,2.9000000000000001E-2,"KG","NIE"]
["11357003","K.5 Płytka czołowa z pokrętłem regulacyjnym do ściemniacza obrotowego alu",93.5,"BPR",1,"szt.",10,4011334377597,"EC000011","-",0.23,2.5000000000000001E-2,"KG","NIE"]
["11357004","K.5 Płytka czołowa z pokrętłem regulacyjnym do ściemniacza obrotowego, stal szlachetna nierdzewna",87,"BPR",1,"szt.",10,4011334281924,"EC000011","-",0.23,4.4999999999999998E-2,"KG","TAK"]
["11357006","K.1 Płytka czołowa z pokrętłem regulacyjnym do ściemniacza obrotowego, antracyt mat, lakierowany",46.3,"BPR",1,"szt.",10,4011334298410,"EC000011","-",0.23,2.4E-2,"KG","TAK"]
["11357009","K.1 Płytka czołowa z pokrętłem regulacyjnym do ściemniacza obrotowego, biały",46.1,"BPR",1,"szt.",10,4011334263807,"EC000011","-",0.23,2.4E-2,"KG","TAK"]
["11357203","K.5 Płytka czołowa z pokrętłem regulacyjnym do regulatora obrotów alu",96.5,"BPR",1,"szt.",10,4011334377603,"EC000011","-",0.23,2.5000000000000001E-2,"KG","NIE"]
["11357204","K.5 Płytka czołowa z pokrętłem regulacyjnym do regulatora obrotów, stal szlachetna nierdzewna",86,"BPR",1,"szt.",10,4011334284253,"EC000011","-",0.23,4.3999999999999997E-2,"KG","NIE"]
["11357206","K.1 Płytka czołowa z pokrętłem regulacyjnym do regulatora obrotów, antracyt mat, lakierowany",50.5,"BPR",1,"szt.",10,4011334298397,"EC000011","-",0.23,0.02,"KG","NIE"]
["11357209","K.1 Płytka czołowa z pokrętłem regulacyjnym do regulatora obrotów, biały",49.8,"BPR",1,"szt.",10,4011334274674,"EC000011","-",0.23,2.5000000000000001E-2,"KG","NIE"]
["11371404","B.Kwadrat/B.7 Płytka czołowa z pokrętłem regulacyjnym do ściemniacza obrotowego, alu mat, lakierowany",28.4,"BPR",1,"szt.",10,4011334221166,"EC000011","-",0.23,1.9E-2,"KG","TAK"]
["11371424","B.Kwadrat/B.7 Płytka czołowa z pokrętłem regulacyjnym do regulatora obrotów, alu",49.5,"BPR",1,"szt.",10,4011334274773,"EC000011","-",0.23,1.9E-2,"KG","NIE"]
["11371606","B.Kwadrat/B.3/B.7 Płytka czołowa z pokrętłem regulacyjnym do ściemniacza obrotowego, antracyt mat",28.4,"BPR",1,"szt.",10,4011334221173,"EC000011","-",0.23,1.7999999999999999E-2,"KG","TAK"]
["11371626","B.Kwadrat/B.3/B.7 Płytka czołowa z pokrętłem regulacyjnym do regulatora obrotów, antracyt",33,"BPR",1,"szt.",10,4011334274780,"EC000011","-",0.23,1.4999999999999999E-2,"KG","NIE"]
["11372045","R.1/R.3 Płytka czołowa z pokrętłem do ściemniacza obrotowego, czarny, połysk",49.1,"BPR",1,"szt.",10,4011334365419,"EC000011","-",0.23,2.4E-2,"KG","TAK"]
["11376076","Q.1/Q.3 Płytka czołowa z pokrętłem regulacyjnym do regulatora obrotów, antracyt aksamit, lakierowany",34.1,"BPR",1,"szt.",10,4011334379843,"EC000011","-",0.23,2.8000000000000001E-2,"KG","NIE"]
["11378989","S.1/B.3/B.7 Płytka czołowa z pokrętłem regulacyjnym do ściemniacza obrotowego, biały, połysk",18.399999999999999,"BPR",1,"szt.",10,4011334277132,"EC000011","-",0.23,2.5000000000000001E-2,"KG","TAK"]
["11409011","Arsys Pokrywa z polem opisowym wykonanie płaskie, jasny brąz, lakierowany",48.6,"BPR",1,"szt.",10,4011334180562,"EC002461","-",0.23,1.4999999999999999E-2,"KG","NIE"]
["11461909","S.1/B.3/B.7 Płytka czołowa do łącznika cięgłowego, biały",13.4,"BPR",1,"szt.",10,4011334221210,"EC000011","-",0.23,8.9999999999999993E-3,"KG","NIE"]
["11470001","Arsys Płytka czołowa do łącznika cięgłowego, brązowy",23.5,"BPR",1,"szt.",10,4011334172239,"EC000011","-",0.23,2.7E-2,"KG","NIE"]
["11479004","Arsys Płytka czołowa do łącznika cięgłowego, stal szlachetna, lakierowana",32.799999999999997,"BPR",1,"szt.",10,4011334180531,"EC000011","-",0.23,3.5000000000000003E-2,"KG","NIE"]
["11501404","B.3/B.7 Płytka czołowa z pokrętłem do łącznika obrotowego z nadrukiem \"0\" i \"1\", alu, mat",42.1,"BPR",1,"szt.",1,4011334244905,"EC000011","-",0.23,0.03,"KG","NIE"]
["11507106","K.1 Płytka czołowa z pokrętłem do łącznika obrotowego z nadrukiem \"0\" i \"1\", antracyt mat, lakierowany",40.4,"BPR",1,"szt.",1,4011334298359,"EC000011","-",0.23,3.2000000000000001E-2,"KG","NIE"]
["11531606","B.3/B.7 Płytka czołowa do systemu okablowania AMP-ACO i Siemens SML, antracyt",51,"BPR",1,"szt.",10,4011334225355,"EC000018","-",0.23,5.7000000000000002E-2,"KG","NIE"]
["11539004","Arsys Płytka czołowa do systemu okablowania AMP-ACO i Siemens SML, stal szlachetna, lakierowany",72,"BPR",1,"szt.",10,4011334191636,"EC000018","-",0.23,6.2E-2,"KG","NIE"]
["11541001","Arsys Pierścień oddzielający z pokrywą wykonanie płaskie, jasny brąz, metal",31.1,"BPR",1,"szt.",10,4011334177111,"EC002250","-",0.23,2.3E-2,"KG","NIE"]
["11550002","Arsys Pierścień oddzielający z pokrywą i polem opisowym, kremowy",23.2,"BPR",1,"szt.",10,4011334172956,"EC002250","-",0.23,2.4E-2,"KG","NIE"]
["11559104","Arsys Pierścień oddzielający z pokrywą i polem opisowym, stal szlachetna, lakierowany",48.6,"BPR",1,"szt.",10,4011334180517,"EC002250","-",0.23,0.04,"KG","NIE"]
["11650101","Arsys Płytka czołowa do łącznika i sygnalizatora świetlnego E10, jasny brąz, metal",25,"BPR",1,"szt.",10,4011334175391,"EC000064","-",0.23,1.7999999999999999E-2,"KG","NIE"]
["11670001","Arsys Płytka czołowa do sygnalizatora świetlnego E14, brązowy",21.5,"BPR",1,"szt.",10,4011334175360,"EC000064","-",0.23,3.1E-2,"KG","NIE"]
["11702045","R.1/R.3 Płytka czołowa z zasuwą chroniącą przed kurzem z polem opisowym, czarny, połysk",33.700000000000003,"BPR",1,"szt.",10,4011334367123,"EC000018","-",0.23,1.2E-2,"KG","NIE"]
["11702089","R.1/R.3 Płytka czołowa z zasuwą chroniącą przed kurzem z polem opisowym, biały, połysk",28.4,"BPR",1,"szt.",10,4011334367116,"EC000018","-",0.23,1.2E-2,"KG","TAK"]
["11770001","Arsys Płytka czołowa do AMP-ACO z polem opisowym, brązowy",31.3,"BPR",1,"szt.",10,4011334175476,"EC000018","-",0.23,1.4E-2,"KG","NIE"]
["11816089","Q.1 Płytka czołowa podwójna z zasuwami chroniącymi przed kurzem i polem opisowym, biały, aksamit",24.5,"BPR",1,"szt.",10,4011334313977,"EC000018","-",0.23,1.4E-2,"KG","TAK"]
["11827003","K.5 Płytka czołowa podwójna z zasuwami chroniącąmi przed kurzem i polem opisowym, alu",59,"BPR",1,"szt.",10,4011334377665,"EC000018","-",0.23,1.6E-2,"KG","NIE"]
["11840001","Arsys Płytka czołowa do gniazda głośnikowego, jasny brąz, metal",28.8,"BPR",1,"szt.",10,4011334175322,"EC000018","-",0.23,2.3E-2,"KG","NIE"]
["11850002","Arsys Płytka czołowa do gniazda głośnikowego, kremowy",20.2,"BPR",1,"szt.",10,4011334175261,"EC000018","-",0.23,1.6E-2,"KG","NIE"]
["11850069","Arsys Płytka czołowa do gniazda głośnikowego, biały",24.5,"BPR",1,"szt.",10,4011334175285,"EC000018","-",0.23,2.1000000000000001E-2,"KG","NIE"]
["11963502","W.1 Gniazdo głośnikowe pojedyncze z pokrywą kompletne IP55 biały",113,"BPR",1,"szt.",1,4011334404620,"EC000018","-",0.23,0.11700000000000001,"KG","NIE"]
["11963532","W.1 Moduł gniazdo głośnikowe stereofoniczne, biały",91.5,"BER",1,"szt.",1,4011334440956,"EC000018","-",0.23,7.8E-2,"KG","NIE"]
["11966084","Q.1/Q.3 Płytka czołowa do gniazda głośnikowego i przyłączy miniaturowych, alu aksamit, lakierowany",25.9,"BER",1,"szt.",10,4011334443063,"EC000018","-",0.23,1.7999999999999999E-2,"KG","NIE"]
["11986089","Q.1 Płytka czołowa do sygnalizatora świetlnego E14, biały, aksamit",10.199999999999999,"BPR",1,"szt.",10,4011334313779,"EC000064","-",0.23,2.4E-2,"KG","NIE"]
["12000802","polo.optima Gniazdo SCHUKO z przesłonami styków, samozaciski, biały",20.5,"POL",1,"szt.",10,5901241120081,"-","-",0.23,81.75,"G","NIE"]
["12001702","polo.optima Gniazdo DATA z uziemieniem, z kluczem, biały",24.1,"POL",1,"szt.",10,5901241120173,"-","-",0.23,93,"G","TAK"]
["12004102","polo.optima Płytka czołowa do gniazd RTV fiirmy Satel, biały",13,"POL",1,"szt.",20,5901241120418,"-","-",0.23,6.4,"G","TAK"]
["12008402","polo.optima Klawisz do łącznika uniwersalnego, krzyżowego, 1-biegunowego i zwiernego bez znaku, biały",4.4000000000000004,"POL",1,"szt.",20,5901241120845,"-","-",0.23,18,"G","TAK"]
["12008902","polo.optima Klawisz z polem opisowym do łącznika uniwersalnego, zwiernego, krzyżowego, 1-biegunowego i rozwiernego, biały",30,"POL",1,"szt.",20,5901241120890,"-","-",0.23,14.2,"G","TAK"]
["12009702","polo.optima Klawisze do łącznika żaluzjowego klawiszowego, biały",6.5,"POL",1,"szt.",20,5901241120975,"-","-",0.23,19,"G","TAK"]
["12011401","polo.optima Płytka czołowa do łącznika schodowego 2-biegunowego na klucz, w komplecie z 2 kluczami, biały",165,"POL",1,"szt.",10,5901241121149,"-","-",0.23,28.54,"G","TAK"]
["12011702","polo.optima Ramka 2-krotna, biały",5.5,"POL",1,"szt.",10,5901241121170,"-","-",0.23,36,"G","TAK"]
["12015801","polo.optima Gniazdo komputerowe 2xRJ45 Cat.5e UTP",68.5,"POL",1,"szt.",10,5901241122573,"-","-",0.23,75,"G","TAK"]
["12017019","K.1 Płytka czołowa do gniazda antenowego 2- i 3-wyjściowego, biały",17.899999999999999,"BPR",1,"szt.",10,4011334387411,"EC000018","-",0.23,1.4999999999999999E-2,"KG","TAK"]
["12027101","polo.optima Reg temp pokr czujn zew, biały",532,"POL",1,"szt.",1,5901241126434,"-","-",0.23,195.8,"G","TAK"]
["12028901","polo.optima Gniazdo komp. Molex data-gate 8 pin., kat. 6, RJ45 podw. ekran., biały",122,"POL",1,"szt.",10,5901241128568,"-","-",0.23,49.3,"G","TAK"]
["12030002","polo.optima Płytka czołowa z ramką szkielet. do 2-gniazd komp. RDM, z 1 zaślepką, z polem opis., biały",28,"POL",1,"szt.",10,5901241129824,"-","-",0.23,37,"G","TAK"]
["12033515","W.1 Gniazdo antenowe R+TV końcowe z pokrywą kompletne IP55 szary",135,"BPR",1,"szt.",1,4011334404552,"EC000439","-",0.23,0.187,"KG","NIE"]
["12033542","W.1 Moduł gniazdo antenowe RTV końcowe z pokrywą IP55 biały",95,"BER",1,"szt.",1,4011334440871,"EC000439","-",0.23,0.123,"KG","NIE"]
["12034302","polo.optima Gniazdo/przyłącze typu F, biały",19.399999999999999,"POL",1,"szt.",10,5901241321143,"-","-",0.23,35,"G","TAK"]
["12035102","polo.optima Gniazdo RTV końcowe, biały",47.9,"POL",1,"szt.",10,5901241321372,"-","-",0.23,102,"G","TAK"]
["12035602","polo.optima Gniazdo szerokopasmowe 2F, biały",77,"POL",1,"szt.",10,5901241321426,"-","-",0.23,91,"G","TAK"]
["12040002","polo.optima Klawisz z czerwonym okienkiem do łącznika uniwersalnego, zwiernego i krzyżowego z symbolem \"schody\" biały",16.3,"POL",1,"szt.",20,5901241123648,"-","-",0.23,13.6,"G","NIE"]
["12047009","K.1 Płytka czołowa do terminatora magistrali danych i elementu rozdzielającego, biały",16.100000000000001,"BPR",1,"szt.",10,4011334268796,"EC002251","-",0.23,1.4E-2,"KG","NIE"]
["12061001","polo.optima Gniazdo głośnikowe, biały",36.4,"POL",1,"szt.",10,5901241123617,"-","-",0.23,53,"G","TAK"]
["12169004","Arsys Płytka czołowa z czerwonym przyciskiem przywoławczym, stal szlachetna, lakierowany",58.5,"BPR",1,"szt.",10,4011334202783,"EC002251","-",0.23,1.2E-2,"KG","NIE"]
["12177009","K.1 Płytka czołowa z czerwonym przyciskiem przywoławczym i otworem, biały",35.299999999999997,"BPR",1,"szt.",10,4011334268833,"EC002251","-",0.23,1.4999999999999999E-2,"KG","NIE"]
["12187109","K.1 Płytka czołowa z czerwonym przyciskiem przywoławczym i 2 otworami, biały",36.9,"BPR",1,"szt.",10,4011334268857,"EC002251","-",0.23,0.02,"KG","NIE"]
["12196089","Q.1 Płytka czołowa z czerwonym przyciskiem przywoławczym, biały, aksamit",35.299999999999997,"BPR",1,"szt.",10,4011334314295,"EC002251","-",0.23,1.2999999999999999E-2,"KG","NIE"]
["12199909","S.1/B.3/B.7 Płytka czołowa z czerwonym przyciskiem przywoławczym, biały",35.299999999999997,"BPR",1,"szt.",10,4011334260028,"EC002251","-",0.23,1.2999999999999999E-2,"KG","NIE"]
["12239909","S.1/B.3/B.7 Płytka czołowa z niebieskim przyciskiem przywoławczym, biały",35.299999999999997,"BPR",1,"szt.",10,4011334260004,"EC002251","-",0.23,1.2999999999999999E-2,"KG","NIE"]
["12330069","Arsys Płytka czołowa do łącznika cięgłowego z soczewką, biały",18.100000000000001,"BPR",1,"szt.",10,4011334203308,"EC002251","-",0.23,1.2999999999999999E-2,"KG","NIE"]
["12360069","Arsys Płytka czołowa do pneumatycznego przycisku przywoławczego z soczewką, biały",18.100000000000001,"BPR",1,"szt.",10,4011334203339,"EC002251","-",0.23,1.2999999999999999E-2,"KG","NIE"]
["12380002","Arsys Płytka czołowa do rządzenia przywoławczego z 2 otworami wtykowymi, kremowy",18.100000000000001,"BPR",1,"szt.",10,4011334203384,"EC002251","-",0.23,0.02,"KG","NIE"]
["12429004","Arsys Płytka czołowa do urządzenia przywoławczego z 2 otworami wtykowymi z symbolem, stal szlachetna, lakierowany",43,"BPR",1,"szt.",10,4011334203438,"EC002251","-",0.23,0.02,"KG","NIE"]
["12449909","S.1/B.3/B.7 Płytka czołowa z 2-otworami i nadrukiem, biały",20.399999999999999,"BPR",1,"szt.",10,4011334260073,"EC002251","-",0.23,1.0999999999999999E-2,"KG","NIE"]
["12487009","K.1 Klosz do oświetlenia sygnalizacyjnego LED, biały",46.4,"BPR",1,"szt.",1,4011334311522,"EC000060","-",0.23,0.27,"KG","NIE"]
["12498982","S.1 Płytka czołowa z czerwonym przyciskiem przywoławczym i zielonym anulującym, kremowy, połysk",50.5,"BPR",1,"szt.",10,4011334279570,"EC002251","-",0.23,1.4E-2,"KG","NIE"]
["12517009","K.1 Płytka czołowa do łącznika anulującego z zielonym przyciskiem anulującym, biały",36.9,"BPR",1,"szt.",10,4011334268994,"EC002251","-",0.23,1.4999999999999999E-2,"KG","NIE"]
["12529909","S.1/B.3/B.7 Element centralny do łącznika anulującego z żółtym przyciskiem anulującym, biały",35.299999999999997,"BPR",1,"szt.",10,4011334259961,"EC002251","-",0.23,1.2999999999999999E-2,"KG","NIE"]
["12530002","# Arsys Płytka czołowa z zielonym i żółtym przyciskiem anulującym, kremowy",50.5,"BPR",1,"szt.",10,4011334203599,"EC002251","-",0.23,0.02,"KG","NIE"]
["12881909","S.1/B.3/B.7 Płytka czołowa do przycisku przywoławczego, anulującego i przywołania personelu, biały",17.8,"BPR",1,"szt.",10,4011334235804,"EC002251","-",0.23,1.2999999999999999E-2,"KG","NIE"]
["12888932","S.1 Płytka czołowa do przycisku przywoławczo-anulującego z gniazdem 15-biegunowym, kremowy, połysk",17.8,"BPR",1,"szt.",10,4011334279693,"EC002251","-",0.23,1.0999999999999999E-2,"KG","NIE"]
["12888939","S.1/B.3/B.7 Płytka czołowa do przycisku przywoławczo-anulującego z gniazdem 15-biegunowym, biały, połysk",17.8,"BPR",1,"szt.",10,4011334279686,"EC002251","-",0.23,1.0999999999999999E-2,"KG","NIE"]
["12980002","Arsys Płytka czołowa z otworem do jednostki przyłaczeniowej, kremowy",17.8,"BPR",1,"szt.",10,4011334203629,"EC002251","-",0.23,1.2999999999999999E-2,"KG","NIE"]
["12998982","S.1 Płytka czołowa z zielonym przyciskiem obecności i białym przyciskiem potwierdzającym, kremowy, połysk",50.5,"BPR",1,"szt.",10,4011334280378,"EC002251","-",0.23,1.4E-2,"KG","NIE"]
["12998989","S.1/B.3/B.7 Płytka czołowa z zielonym przyciskiem obecności i białym przyciskiem potwierdzającym, biały, połysk",50.5,"BPR",1,"szt.",10,4011334280361,"EC002251","-",0.23,1.4E-2,"KG","NIE"]
["13010002","Arsys Płytka czołowa do systemu radiowego z wyborem programów, kremowy",20.399999999999999,"BPR",1,"szt.",10,4011334203711,"EC002251","-",0.23,1.2999999999999999E-2,"KG","NIE"]
["13020002","Arsys Płytka czołowa z mikrofonem do urządzeń przyłączeniowych, kremowy",99.5,"BPR",1,"szt.",1,4011334203742,"EC002251","-",0.23,2.5999999999999999E-2,"KG","NIE"]
["13020069","Arsys Płytka czołowa z mikrofonem do urządzeń przyłączeniowych, biały",99.5,"BPR",1,"szt.",1,4011334203759,"EC002251","-",0.23,0.03,"KG","NIE"]
["13080069","Arsys Płytka czołowa z przyciskiem potwierdzającym, biały",36.9,"BPR",1,"szt.",10,4011334275084,"EC002251","-",0.23,1.0999999999999999E-2,"KG","NIE"]
["13093005","B.3 Ramka z dużym wycięciem, alu, czarny/antracyt",104,"BPR",1,"szt.",1,4011334371663,"EC000007","-",0.23,6.5000000000000002E-2,"KG","NIE"]
["13093022","B.3 Ramka z dużym wycięciem, alu, czerwony/biały",99.5,"BPR",1,"szt.",1,4011334384823,"EC000007","-",0.23,6.5000000000000002E-2,"KG","NIE"]
["13096089","Q.1 Ramka z dużym wycięciem, biały, aksamit",8.9,"BPR",1,"szt.",10,4011334312338,"EC000007","-",0.23,3.7999999999999999E-2,"KG","NIE"]
["13096904","B.7 Ramka z dużym wycięciem alu/antracyt",445,"BPR",1,"szt.",2,4011334372646,"EC000007","-",0.23,0.11,"KG","NIE"]
["13097004","K.5 Ramka z dużym wycięciem, stal szlachetna, lakierowana",59.5,"BPR",1,"szt.",1,4011334282853,"EC000007","-",0.23,6.5000000000000002E-2,"KG","NIE"]
["13130001","Arsys Ramka 1-krotna, brązowy",15.1,"BPR",1,"szt.",10,4011334174967,"EC000007","-",0.23,2.1999999999999999E-2,"KG","TAK"]
["13137004","K.5 Ramka 1-krotna, stal szlachetna nierdzewna",40.6,"BPR",1,"szt.",10,4011334281931,"EC000007","-",0.23,0.04,"KG","TAK"]
["13230001","Arsys Ramka 2-krotna pionowa, brązowy",24.6,"BPR",1,"szt.",2,4011334174141,"EC000007","-",0.23,3.7999999999999999E-2,"KG","NIE"]
["13237009","K.1 Ramka 2-krotna pionowa, biały",19,"BPR",1,"szt.",2,4011334263197,"EC000007","-",0.23,4.3999999999999997E-2,"KG","TAK"]
["13283505","W.1 Ramka pojedyncza do montażu podtynkowego IP55 szary",21.5,"BPR",1,"szt.",10,4011334405108,"EC000007","-",0.23,5.0999999999999997E-2,"KG","TAK"]
["13330002","Arsys Ramka 3-krotna pionowa, kremowy",26.2,"BPR",1,"szt.",2,4011334172451,"EC000007","-",0.23,5.8999999999999997E-2,"KG","NIE"]
["13337009","K.1 Ramka 3-krotna pionowa, biały",33.299999999999997,"BPR",1,"szt.",2,4011334263210,"EC000007","-",0.23,6.0999999999999999E-2,"KG","TAK"]
["13383512","W.1 Ramka 1-krotna z podświetleniem białym 230V 0,3 mA do puszek n/t IP55",129,"BPR",1,"szt.",1,4011334404491,"EC000007","-",0.23,4.2999999999999997E-2,"KG","NIE"]
["13437004","K.5 Ramka 4-krotna, pionowa, stal szlachetna nierdzewna",151,"BPR",1,"szt.",2,4011334281962,"EC000007","-",0.23,0.125,"KG","TAK"]
["13450069","Arsys Nasadka sygnalizatora świetlnego z 5 foliami opisowymi, biały",201,"BPR",1,"szt.",1,4011334262527,"EC000064","-",0.23,0.06,"KG","NIE"]
["13456089","Q.1 Nasadka sygnalizatora świetlnego z 5 foliami opisowymi, biały, aksamit",199,"BPR",1,"szt.",1,4011334316046,"EC000064","-",0.23,6.0999999999999999E-2,"KG","NIE"]
["13459011","Arsys Nasadka sygnalizatora świetlnego z 5 foliami opisowymi, jasny brąz, lakierowany",237,"BPR",1,"szt.",1,4011334262626,"EC000064","-",0.23,0.06,"KG","NIE"]
["13537006","K.1 Ramka 5-krotna pionowa, antracyt mat, lakierowany",92,"BPR",1,"szt.",2,4011334297673,"EC000007","-",0.23,0.09,"KG","TAK"]
["13630002","Arsys Ramka 2-krotna pozioma, kremowy",17.399999999999999,"BPR",1,"szt.",2,4011334172895,"EC000007","-",0.23,3.6999999999999998E-2,"KG","TAK"]
["13640001","Arsys Ramka 2-krotna pozioma, jasny brąz, metal",55.5,"BPR",1,"szt.",2,4011334173151,"EC000007","-",0.23,3.2000000000000001E-2,"KG","TAK"]
["13730007","Arsys Ramka 3-krotna pozioma, Miedź, metal Kupfer Med",122,"BPR",1,"szt.",2,4011334340997,"EC000007","-",0.23,7.1999999999999995E-2,"KG","NIE"]
["13740004","Arsys Ramka 3-krotna pozioma, stal szlachetna nierdzewna",94.5,"BPR",1,"szt.",2,4011334173281,"EC000007","-",0.23,6.9000000000000006E-2,"KG","TAK"]
["13837006","K.1 Ramka 4-krotna pozioma, antracyt mat, lakierowany",67,"BPR",1,"szt.",2,4011334297604,"EC000007","-",0.23,6.7000000000000004E-2,"KG","TAK"]
["13930002","Arsys Ramka 5-krotna pozioma, kremowy",71.5,"BPR",1,"szt.",2,4011334174660,"EC000007","-",0.23,7.3999999999999996E-2,"KG","NIE"]
["13940004","Arsys Ramka 5-krotna pozioma, stal szlachetna nierdzewna",232,"BPR",1,"szt.",2,4011334174639,"EC000007","-",0.23,0.10299999999999999,"KG","NIE"]
["14040002","Arsys Klawisz, złoty",34.4,"BPR",1,"szt.",10,4011334175032,"EC000011","-",0.23,2.4E-2,"KG","TAK"]
["14050007","Arsys Klawisz, Miedź, metal Kupfer Med",44.4,"BPR",1,"szt.",10,4011334341000,"EC000011","-",0.23,3.9E-2,"KG","NIE"]
["14057009","K.1 Klawisz do łącznika 1-klawiszowego, biały",24.3,"BPR",1,"szt.",10,4011334264408,"EC000011","-",0.23,2.3E-2,"KG","TAK"]
["14057109","K.1 Klawisz z nadrukiem symbolu \"strzałki\" do łącznika 1-klawiszowego, biały",29.4,"BPR",1,"szt.",10,4011334265504,"EC000011","-",0.23,0.02,"KG","TAK"]
["14072089","R.1/R.3/R.classic Płytka czołowa do gniazda przyłączeniowego UAE pojedynczego komputerowego i telefonicznego, biały, połysk",19,"BPR",1,"szt.",10,4011334367024,"EC000018","-",0.23,1.2E-2,"KG","TAK"]
["14077004","K.5 Płytka czołowa do gniazda przyłączeniowego UAE pojedynczego komputerowego i telefonicznego, stal szlachetna nierdzewna",36,"BPR",1,"szt.",10,4011334282044,"EC000018","-",0.23,0.03,"KG","TAK"]
["14090001","Arsys Płytka czołowa do gniazda przyłączeniowego UAE 2-krotnego, brązowy",23.7,"BPR",1,"szt.",10,4011334218852,"EC000018","-",0.23,0.02,"KG","NIE"]
["14093502","W.1 Gniazdo UAE 8 RJ45 kat.6  z pokrywą kompletne IP55 biały",119,"BPR",1,"szt.",1,4011334404545,"EC001264","-",0.23,0.13600000000000001,"KG","NIE"]
["14096084","Q.1/Q.3 Płytka czołowa do gniazda przyłączeniowego UAE podwójnego komputerowego i telefonicznego, alu aksamit, lakierowany",25.9,"BER",1,"szt.",10,4011334443131,"EC000018","-",0.23,1.4E-2,"KG","TAK"]
["14098989","S.1/B.3/B.7 Płytka czołowa do gniazda przyłączeniowego UAE 2-krotnego, biały, połysk",12.6,"BPR",1,"szt.",10,4011334280538,"EC000018","-",0.23,1.0999999999999999E-2,"KG","TAK"]
["14150001","Arsys Klawisz z 5 dołączonymi soczewkami, brązowy",31.2,"BPR",1,"szt.",10,4011334174998,"EC000011","-",0.23,2.7E-2,"KG","NIE"]
["14150002","Arsys Klawisz z 5 dołączonymi soczewkami, kremowy",16.2,"BPR",1,"szt.",10,4011334174974,"EC000011","-",0.23,2.7E-2,"KG","NIE"]
["14157009","K.1 Klawisz z 5 dołączonymi soczewkami do łącznika 1-klawiszowego, biały",26.9,"BPR",1,"szt.",10,4011334263425,"EC000011","-",0.23,2.5999999999999999E-2,"KG","TAK"]
["14170002","Arsys Klawisz z czerwoną soczewką i nadrukiem \"0\", kremowy",16.3,"BPR",1,"szt.",10,4011334173663,"EC000011","-",0.23,2.4E-2,"KG","NIE"]
["14170069","Arsys Klawisz z czerwoną soczewką i nadrukiem \"0\", biały",21.3,"BPR",1,"szt.",10,4011334173670,"EC000011","-",0.23,2.4E-2,"KG","NIE"]
["14240001","Arsys Klawisz z nadrukiem \"0\", jasny brąz, metal",29.7,"BPR",1,"szt.",10,4011334172246,"EC000011","-",0.23,2.1999999999999999E-2,"KG","NIE"]
["14260002","Arsys Klawisz z polem opisowym, kremowy",18.399999999999999,"BPR",1,"szt.",10,4011334172185,"EC000011","-",0.23,2.5000000000000001E-2,"KG","NIE"]
["14260069","Arsys Klawisz z polem opisowym, biały",30.8,"BPR",1,"szt.",10,4011334172192,"EC000011","-",0.23,2.5000000000000001E-2,"KG","NIE"]
["14321404","System płytek centralnych Płytka centralna do aparatu zgłoszeniowego Ø 22,5 mm, alu mat, lakierowany",38,"BPR",1,"szt.",10,4011334298908,"EC000018","-",0.23,3.9E-2,"KG","NIE"]
["14340010","Arsys Klawisze przykręcane, stal szlachetna nierdzewna",52,"BPR",1,"szt.",10,4011334203933,"EC000011","-",0.23,4.1000000000000002E-2,"KG","NIE"]
["14340101","Arsys Klawisze z nadrukiem symbolu \"strzałka\", jasny brąz, metal",49.6,"BPR",1,"szt.",10,4011334174271,"EC000011","-",0.23,2.4E-2,"KG","NIE"]
["14350102","Arsys Klawisze z nadrukiem symbolu \"strzałka\", kremowy",33,"BPR",1,"szt.",10,4011334172123,"EC000011","-",0.23,2.4E-2,"KG","NIE"]
["14357006","K.1 Klawisze do łącznika 2-klawiszowego, antracyt mat, lakierowany",31.3,"BPR",1,"szt.",10,4011334297376,"EC000011","-",0.23,2.4E-2,"KG","TAK"]
["14357009","K.1 Klawisze do łącznika 2-klawiszowego, biały",30.3,"BPR",1,"szt.",10,4011334267942,"EC000011","-",0.23,2.5000000000000001E-2,"KG","TAK"]
["14361004","Arsys Klawisz z polem opisowym, stal szlachetna nierdzewna, IP44",39,"BPR",1,"szt.",10,4011334200512,"EC000011","-",0.23,3.3000000000000002E-2,"KG","NIE"]
["14391404","B.7 Płytka centralna do puszki modemowej szerokopasmowej, alu",22.8,"BPR",1,"szt.",10,4011334243588,"EC000018","-",0.23,8.9999999999999993E-3,"KG","NIE"]
["14401909","B.Kwadrat/B.3/B.7 Zestaw adaptacyjny do modułów systo 45x45 mm, biały, mat",13.2,"BPR","-","-","-",4011334455509,"-","-",0.23,"-","-","-"]
[14407009,"K.1 Zestaw adaptacyjny do modułów systo 45x45mm, biały, połysk",10.3,"BPR","-","-","-",4011334455561,"-","-",0.23,"-","-","-"]
["14581606","B.3/B.7 Płytka centralna do gniazda przyłączeniowego TAE typ 6/6FF oraz 6/6NF, antracyt",15.1,"BPR",1,"szt.",10,4011334230656,"EC000018","-",0.23,8.0000000000000002E-3,"KG","NIE"]
["14631909","System płytek centralnych Płytka centralna do gniazda modularnego AMP, biały, mat/aksamit",47.8,"BPR",1,"szt.",10,4011334321682,"EC000018","-",0.23,4.2999999999999997E-2,"KG","NIE"]
["14657004","K.5 Klawisze do łącznika 3-klawiszowego, stal szlachetna nierdzewna",68,"BPR",1,"szt.",10,4011334276777,"EC000011","-",0.23,2.5000000000000001E-2,"KG","NIE"]
["14671606","B.3/B.7 Płytka centralna do gniazda przyłączeniowego UAE/IAE/Telekom ISDN, antracyt",15.1,"BPR",1,"szt.",10,4011334222224,"EC000018","-",0.23,8.0000000000000002E-3,"KG","NIE"]
["14721606","B.Kwadrat/B.3/B.7 Płytka czołowa do 1 lub 2 modułów pojedynczych Reichle&De-Massari, antracyt mat, lakierowany",46.1,"BPR",1,"szt.",10,4011334301295,"EC000018","-",0.23,3.7999999999999999E-2,"KG","NIE"]
["14831606","B.3/B.7 Płytka centralna do gniazda antenowego 4-wyjściowego, antracyt",15.1,"BPR",1,"szt.",10,4011334227243,"EC000018","-",0.23,2.5000000000000001E-2,"KG","NIE"]
["14842045","R.1/R.3 Płytka czołowa do gniazda antenowego 4-wyjściowego, czarny, połysk",16.899999999999999,"BPR",1,"szt.",10,4011334370949,"EC000018","-",0.23,1.2E-2,"KG","TAK"]
["14941606","B.3/B.7 Płytka centralna do AMP-ACO, antracyt",15.1,"BPR",1,"szt.",10,4011334227496,"EC000018","-",0.23,7.0000000000000001E-3,"KG","NIE"]
["14967009","K.1 Klawisz z 5 dołączonymi soczewkami i dużum polem opisowym, biały",25.8,"BPR",1,"szt.",10,4011334274247,"EC000011","-",0.23,2.9000000000000001E-2,"KG","NIE"]
["15047104","K.5 Płytka czołowa do łącznika żaluzjowego obrotowego na klucz, stal szlachetna nierdzewna",60.5,"BPR",1,"szt.",10,4011334276005,"EC000011","-",0.23,3.5999999999999997E-2,"KG","NIE"]
["15057004","K.5 Płytka czołowa do łącznika na klucz, stal szlachetna, lakierowana",60.5,"BPR",1,"szt.",10,4011334276012,"EC000011","-",0.23,3.5999999999999997E-2,"KG","NIE"]
["15059014","Arsys Płytka czołowa do łącznika na klucz, stal szlachetna, lakierowany",60.5,"BPR",1,"szt.",10,4011334193388,"EC000011","-",0.23,3.3000000000000002E-2,"KG","NIE"]
["15068982","B.Kwadrat/S.w Płytka czołowa do łącznika żaluzjowego na klucz, kremowy, połysk",26.2,"BPR",1,"szt.",10,4011334280583,"EC000011","-",0.23,3.2000000000000001E-2,"KG","NIE"]
["15078982","B.Kwadrat/S.1 Płytka czołowa do łącznika na klucz, kremowy, połysk",26.2,"BPR",1,"szt.",10,4011334280606,"EC000011","-",0.23,3.3000000000000002E-2,"KG","NIE"]
["15131909","S.1/B.3/B.7 Płytka czołowa do gniazda modularnego Krone, biały",54,"BPR",1,"szt.",10,4011334225492,"EC000018","-",0.23,4.4999999999999998E-2,"KG","NIE"]
["15701909","S.1/B.3/B.7 Klawisz przykręcany, biały",21.8,"BPR",1,"szt.",10,4011334000167,"EC000011","-",0.23,1.0999999999999999E-2,"KG","NIE"]
["15711909","S.1/B.3/B.7 Klawisze przykręcane, biały",28,"BPR",1,"szt.",10,4011334000211,"EC000011","-",0.23,1.0999999999999999E-2,"KG","NIE"]
["15771606","B.3/B.7 Klawisz przykręcany z czerwoną soczewką i nadrukiem \"0\", antracyt",21.5,"BPR",1,"szt.",10,4011334000259,"EC000011","-",0.23,1.0999999999999999E-2,"KG","NIE"]
["16202005","R.1/R.3 Klawisz z nadrukiem symbolu \"strzałki\" czarny, połysk",30.8,"BPR",1,"szt.",10,4011334366607,"EC000011","-",0.23,1.4999999999999999E-2,"KG","NIE"]
["16202049","R.1/R.3 Klawisz z nadrukiem symbolu \"strzałki\" biały, połysk",32.6,"BPR",1,"szt.",10,4011334366591,"EC000011","-",0.23,1.4999999999999999E-2,"KG","NIE"]
["16206056","Q.1/Q.3 Klawisz z nadrukiem symbolu \"dzwonek\" do łącznika 1-klawiszowego, antracyt, aksamit",14.6,"BPR",1,"szt.",10,4011334379782,"EC000011","-",0.23,2.4E-2,"KG","NIE"]
["16206079","Q.1 Klawisz z nadrukiem symbolu \"strzałki\", biały, aksamit",10.8,"BPR",1,"szt.",10,4011334312536,"EC000011","-",0.23,2.4E-2,"KG","NIE"]
["16208919","S.1/B.3/B.7 Klawisz z nadrukiem symbolu \"strzałki\", biały, połysk",19.2,"BPR",1,"szt.",10,4011334278238,"EC000011","-",0.23,2.1000000000000001E-2,"KG","NIE"]
["16212089","R.1/R.3 Klawisz z przezroczystą soczewką do łącznika klawiszowego pojedynczego, biały, połysk",28,"BPR",1,"szt.",10,4011334366393,"EC000011","-",0.23,1.4999999999999999E-2,"KG","TAK"]
["16216084","Q.1/Q.3 Klawisz z 2 dołączonymi soczewkami do łącznika 1-klawiszowego, alu aksamit, lakierowany",23.5,"BER",1,"szt.",10,4011334443339,"EC000011","-",0.23,2.3E-2,"KG","TAK"]
["16226084","Q.1/Q.3 Klawisz z nadrukiem \"0\" do łącznika 1-klawiszowego, alu aksamit, lakierowany",27.7,"BER",1,"szt.",10,4011334443346,"EC000011","-",0.23,2.4E-2,"KG","NIE"]
["16232045","R.1/R.3 Klawisze do łącznika dwuklawiszowego, czarny, połysk",32.799999999999997,"BPR",1,"szt.",10,4011334365334,"EC000011","-",0.23,1.4999999999999999E-2,"KG","TAK"]
["16241404","B.Kwadrat/B.7 Klawisz z czerwoną soczewką z nadrukiem \"0\" do łączników 2- i 3-biegunowych, alu, mat",30.3,"BPR",1,"szt.",10,4011334222514,"EC000011","-",0.23,1.7000000000000001E-2,"KG","NIE"]
["16251606","B.Kwadrat/B.3/B.7 Klawisze z nadrukiem symbolu \"strzałka\" do łączników żaluzjowych, antracyt mat",23.8,"BPR",1,"szt.",10,4011334222545,"EC000011","-",0.23,1.7000000000000001E-2,"KG","TAK"]
["16261606","B.Kwadrat/B.3/B.7 Klawisz z polem opisowym do łączników 1-klawiszowych, antracyt mat",19,"BPR",1,"szt.",10,4011334220848,"EC000011","-",0.23,1.7000000000000001E-2,"KG","NIE"]
["16271606","B.Kwadrat/B.3/B.7 Klawisze z czerwoną soczewką, do łączników 2-klawiszowych, antracyt mat",24.7,"BPR",1,"szt.",10,4011334220879,"EC000011","-",0.23,1.7000000000000001E-2,"KG","TAK"]
["16276089","Q.1 Klawisze z pomarańczową soczewką do łącznika 2-klawiszowego, biały, aksamit",19.600000000000001,"BPR",1,"szt.",10,4011334312703,"EC000011","-",0.23,2.3E-2,"KG","TAK"]
["16321909","S.1/B.3/B.7 Płytka czołowa z pokrętłem regulacyjnym do mechanicznego łącznika czasowego 0-15 min, biały",22.3,"BPR",1,"szt.",1,4011334220909,"EC000011","-",0.23,2.9000000000000001E-2,"KG","NIE"]
["16326086","Q.1/Q.3 Płytka czołowa z pokrętłem regulacyjnym do łącznika czasowego 0-15 min, antracyt, aksamit","Cena na zapytanie","BER",1,"szt.",1,4011334380221,"EC000011","-",0.23,3.7999999999999999E-2,"KG","NIE"]
["16336089","Q.1 Płytka czołowa z pokrętłem regulacyjnym do łącznika czasowego 0-120 min, biały, aksamit",22.3,"BPR",1,"szt.",1,4011334313816,"EC000011","-",0.23,3.6999999999999998E-2,"KG","NIE"]
["16340101","Arsys Płytka czołowa z pokrętłem regulacyjnym do mechanicznego łącznika czasowego, jasny brąz, metal",92,"BPR",1,"szt.",1,4011334173168,"EC000011","-",0.23,3.6999999999999998E-2,"KG","NIE"]
["16350001","Arsys Płytka czołowa z pokrętłem regulacyjnym do mechanicznego łącznika czasowego, brązowy",45.6,"BPR",1,"szt.",1,4011334170297,"EC000011","-",0.23,3.9E-2,"KG","NIE"]
["16402035","R.classic/Serie 1930/Glas Łącznik przekaźnikowy na kartę hotelową, czarny, połysk",211,"BER",1,"szt.",1,4011334400417,"EC000011","-",0.23,9.6000000000000002E-2,"KG","NIE"]
["16406096","Q.1/Q.3 Łącznik przekaźnikowy na kartę hotelową, antracyt, aksamit",236,"BER",1,"szt.",1,4011334404804,"EC000029","-",0.23,0.129,"KG","NIE"]
["16406099","Q.1/Q.3 Łącznik przekaźnikowy na kartę hotelową, biały, aksamit",205,"BER",1,"szt.",1,4011334404798,"EC000029","-",0.23,0.13,"KG","NIE"]
["16417104","K.5 Nasadka z nadrukiem i czerwoną soczewką do łącznika na kartę hotelową, stal szlachetna nierdzewna, lakierowana",162,"BPR",1,"szt.",10,4011334275992,"EC000011","-",0.23,5.7000000000000002E-2,"KG","NIE"]
["16419004","Arsys Łącznik na kartę hotelową-nasadka z nadrukiem i czerwoną soczewką, stal szlachetna, lakierowana",155,"BPR",1,"szt.",10,4011334178842,"EC000011","-",0.23,0.05,"KG","NIE"]
["16419011","Arsys Łącznik na kartę hotelową-nasadka z nadrukiem i czerwoną soczewką, jasny brąz, lakierowany",155,"BPR",1,"szt.",10,4011334178835,"EC000011","-",0.23,0.05,"KG","NIE"]
["16512049","R.1/R.3 Klawisz z soczewką i wypukłym symbolem \"światło\" biały, połysk",51,"BPR",1,"szt.",10,4011334366492,"EC000011","-",0.23,1.4999999999999999E-2,"KG","NIE"]
["16517309","K.1 Klawisz z czerwoną soczewką i wypukłym symbolem \"klucza\", biały",26.8,"BPR",1,"szt.",10,4011334265696,"EC000011","-",0.23,2.5000000000000001E-2,"KG","NIE"]
["16651404","B.Kwadrat/B.7 Klawisze do łącznika 3-klawiszowego, alu mat, lakierowany",33.700000000000003,"BPR",1,"szt.",10,4011334238621,"EC000011","-",0.23,1.7999999999999999E-2,"KG","TAK"]
["16656089","Q.1 Klawisze do łącznika 3-klawiszowego, biały, aksamit",26.8,"BPR",1,"szt.",10,4011334312789,"EC000011","-",0.23,2.5000000000000001E-2,"KG","TAK"]
["16883500","W.1 Wkładka LED niebieska do podświetlenia 230V",22.6,"BPR",1,"szt.",10,4011334390695,"EC000199","-",0.23,1E-3,"KG","NIE"]
["16966076","Q.1/Q.3 Klawisz z 2 dołączonymi soczewkami, dużym polem opisowym i nadrukiem symbolu \"dzwonek\", antracyt, aksamit",36.200000000000003,"BPR",1,"szt.",10,4011334380351,"EC000011","-",0.23,2.4E-2,"KG","NIE"]
["17331909","S.1/B.3/B.7 Płytka czołowa do systemu domofonowego, biały",228,"BPR",1,"szt.",1,4011334247081,"EC000018","-",0.23,5.2999999999999999E-2,"KG","NIE"]
["17866089","# Zamiennik: 17886089 - Q.1 Nasadka czujnika ruchu BLC 180, 2.2m, biały, aksamit",213,"BPR",1,"szt.",1,4011334316299,"EC000138","-",0.23,6.0999999999999999E-2,"KG","NIE"]
["17867024","# Zamiennik: 17887024 - K.1 Nasadka czujnika ruchu BLC 180, 2.2m, alu mat, lakierowany",231,"BPR",1,"szt.",1,4011334299080,"EC000138","-",0.23,0.06,"KG","NIE"]
["17876089","# Zamiennik: 17896089 - Q.1 Nasadka czujnika ruchu BLC 180 komfort, 2.2m, biały, aksamit",343,"BPR",1,"szt.",1,4011334316336,"EC000138","-",0.23,0.108,"KG","NIE"]
["18033500","W.1 Zaślepka do otworów wkrętów w adapterze natynkowym",5.5,"BPR",1,"szt.",10,4011334390718,"EC002554","-",0.23,3.0000000000000001E-3,"KG","NIE"]
["18223501","W.1 Soczewka z nadrukiem symbolu \"światło\"",24.9,"BPR",1,"szt.",1,4011334425496,"EC001072","-",0.23,5.0000000000000001E-3,"KG","NIE"]
["19057004","System płytek centralnych Pole opisowe do montażu w pierścieniu oddzielającym, stal szlachetna, lakierowana",7.8,"BPR",1,"szt.",10,4011334275572,"EC000141","-",0.23,2E-3,"KG","NIE"]
["19058012","W.1 Folia do sygnalizatora świetlnego symbol \"nie wchodzić/proszę wejść\"",41,"BPR",1,"szt.",1,4011334423836,"EC000141","-",0.23,2E-3,"KG","NIE"]
["20260001","Arsys Regulator temperatury pomieszczenia z zestykiem zmiennym i elementem centralnym, brązowy",303,"BPR",1,"szt.",1,4011334309727,"EC000194","-",0.23,9.8000000000000004E-2,"KG","NIE"]
["20261909","B.3/B.7 Regulator temperatury pomieszczenia z zestykiem zmiennym i elementem centralnym, biały",296,"BPR",1,"szt.",1,4011334309635,"EC000194","-",0.23,9.8000000000000004E-2,"KG","NIE"]
["20267103","K.5 Regulator temperatury pomieszczenia z zestykiem zmiennym i elementem centralnym alu",338,"BPR",1,"szt.",1,4011334378211,"EC000194","-",0.23,9.9000000000000005E-2,"KG","NIE"]
["20300001","Arsys Regulator temperatury pomieszczenia z zestykiem zwiernym, elementem centralnym i łącznikiem, brązowy",299,"BPR",1,"szt.",1,4011334309543,"EC000194","-",0.23,0.10100000000000001,"KG","NIE"]
["20302045","R.1/R.3 Regulator temperatury pomieszczenia ze stykiem zwiernym, elementem centralnym, łącznikiem i diodą, czarny, połysk",324,"BPR",1,"szt.",1,4011334377276,"EC000194","-",0.23,9.7000000000000003E-2,"KG","TAK"]
["20306089","Q.1 Regulator temperatury pomieszczenia ze stykiem zwiernym, elementem centralnym, łącznikiem i diodą, biały, aksamit",287,"BPR",1,"szt.",1,4011334316121,"EC000194","-",0.23,0.105,"KG","TAK"]
["20309011","Arsys Regulator temperatury pomieszczenia z zestykiem zwiernym, elementem centralnym i łącznikiem, jasny brąz, lakierowany",331,"BPR",1,"szt.",1,4011334309550,"EC000194","-",0.23,0.1,"KG","NIE"]
["20311606","B.Kwadrat/B.3/B.7 Regulator temperatury pomieszczenia 24 V ze stykiem zwiernym, elementem centralnym, łącznikiem i diodą, antracyt",335,"BPR",1,"szt.",1,4011334309840,"EC000194","-",0.23,9.9000000000000005E-2,"KG","NIE"]
["20317109","K.1 Regulator temperatury pomieszczenia 24 V ze stykiem zwiernym, elementem centralnym, łącznikiem i diodą, biały",330,"BPR",1,"szt.",1,4011334309871,"EC000194","-",0.23,0.10100000000000001,"KG","NIE"]
["20340069","Arsys Regulator temperatury podłogowej z zestykiem zwiernym, elementem centralnym i łącznikiem, biały",588,"BPR",1,"szt.",1,4011334310129,"EC000194","-",0.23,0.26500000000000001,"KG","NIE"]
["20342045","R.1/R.3 Regulator temperatury podłogi ze stykiem zwiernym, elementem centralnym, łącznikiem i 2 diodami LED, czarny, połysk",651,"BPR",1,"szt.",1,4011334377313,"EC000194","-",0.23,0.27,"KG","TAK"]
["20347106","K.1 Regulator temperatury podłogowej z zestykiem zwiernym, elementem centralnym, łącznikiem i 2 diodami LED, antracyt, mat",612,"BPR",1,"szt.",1,4011334310099,"EC000194","-",0.23,0.25700000000000001,"KG","NIE"]
["20349011","Arsys Regulator temperatury podłogowej z zestykiem zwiernym, elementem centralnym i łącznikiem, jasny brąz, lakierowany",615,"BPR",1,"szt.",1,4011334310143,"EC000194","-",0.23,0.26100000000000001,"KG","NIE"]
["20446086","Q.1/Q.3 Regulator temperatury ze sterownikiem czasowym ze stykiem zwiernym i elementem centralnym, antracyt aksamit, lakierowany",867,"BPR",1,"szt.",1,4011334384175,"EC000194","-",0.23,0.17,"KG","NIE"]
["20448989","B.Kwadrat Regulator temperatury ze sterowaniem czasowym ze stykiem zwiernym i elementem centralnym, biały",847,"BPR",1,"szt.",1,4011334354703,"EC000194","-",0.23,0.17,"KG","TAK"]
["20452079","R.classic/Serie 1930/Glas Regulator temperatury ze sterownikiem czasowym ze stykiem zwiernym i elementem centralnym, biały, połysk",940,"BER",1,"szt.",1,4011334393771,"EC000194","-",0.23,0.10199999999999999,"KG","NIE"]
["22000319","polo.fiorena Gniazdo 2P+Z z przesłonami styk. polo.fiorena, RAL9006",33.9,"POL",1,"szt.",10,5901241229586,"-","-",0.23,80.3,"G","TAK"]
["22000520","polo.fiorena Gniazdo SCHUKO RAL7016",22.9,"POL",1,"szt.",10,5901241229616,"-","-",0.23,88,"G","TAK"]
["22000720","polo.fiorena Gniazdo SCHUKO, 16 A, 250 V~, z przesłon. styków (z zac. śrub.) RAL7016",31.1,"POL",1,"szt.",10,5901241229654,"-","-",0.23,91,"G","NIE"]
["22001102","polo.fiorena Gniazdo z uziemieniem, 16 A, 250 V~, z uchylną osłoną, z przesłon. styków (z zac. śrub.) biały",26.3,"POL",1,"szt.",10,5901241220217,"-","-",0.23,102.6,"G","TAK"]
["22001120","polo.fiorena Gniazdo z uziemieniem, 16 A, 250 V~, z uchylną osłoną, z przesłon. styków (z zac. śrub.) RAL7016",38.700000000000003,"POL",1,"szt.",10,5901241229715,"-","-",0.23,89.1,"G","NIE"]
["22001720","polo.fiorena Gniazdo DATA z uziemieniem, RAL7016",32,"POL",1,"szt.",10,5901241229814,"-","-",0.23,82.9,"G","TAK"]
["22002519","polo.fiorena Gniazdo podwójne z uziemieniem RAL9006",32.6,"POL",1,"szt.",5,5901241229920,"-","-",0.23,113.2,"G","TAK"]
["22002520","polo.fiorena Gniazdo podwójne z uziemieniem RAL7016",32.6,"POL",1,"szt.",5,5901241229937,"-","-",0.23,113.2,"G","TAK"]
["22003102","polo.fiorena Gniazdo brytyjskie, 13 A, 250 V~, z przesłon. styków (z zac. śrub.) biały",42,"POL",1,"szt.",10,5901241220507,"-","-",0.23,87.2,"G","TAK"]
["22004702","polo.fiorena Gniazdo telefoniczne pojedyncze, RJ12, keystone jack biały",21.8,"POL",1,"szt.",10,5901241220729,"-","-",0.23,48,"G","TAK"]
["22004703","polo.fiorena Gniazdo telefoniczne pojedyncze, RJ12, keystone jack krem",21.8,"POL",1,"szt.",10,5901241220736,"-","-",0.23,66,"G","TAK"]
["22004903","polo.fiorena Gniazdo telefoniczno-komp., kat. 3/5E, RJ12/RJ45, keystone jack krem",55.5,"POL",1,"szt.",10,5901241220774,"-","-",0.23,55,"G","TAK"]
["22006420","polo.fiorena Gniazdo komp. REICHLE+DE-MASSARI, pojedyncze nieekran., kat. 5E, RJ45, z polem opis. antracyt",67.5,"POL",1,"szt.",10,5901241230377,"-","-",0.23,40.200000000000003,"G","NIE"]
["22006503","polo.fiorena Gniazdo komp. REICHLE+DE-MASSARI podwójne nieekran., kat. 5E, 2 x RJ45, z polem opis. krem",74,"POL",1,"szt.",10,5901241220934,"-","-",0.23,56,"G","NIE"]
["22008203","polo.fiorena Zestaw montażowy polo.fiorena do gniazd teleinform. system 45 x 45 mm (na zatrzask) krem",13.4,"POL",1,"szt.",10,5901241221139,"-","-",0.23,32.26,"G","NIE"]
["22008420","polo.fiorena Klawisz bez znaku, RAL7016",6.4,"POL",1,"szt.",20,5901241230636,"-","-",0.23,21,"G","TAK"]
["22008502","polo.fiorena Klawisz z oznaczeniem \"0\" i \"1\" do łącznika 2- i 3-biegunowego biały",6.1,"POL",1,"szt.",20,5901241221184,"-","-",0.23,14.63,"G","TAK"]
["22008819","polo.fiorena Klawisz z symbolem \"światło\" do łącznika zwiernego RAL9006",7.3,"POL",1,"szt.",20,5901241230704,"-","-",0.23,16,"G","TAK"]
["22008902","polo.fiorena Klawisz p.opis., łącz.uniw., zwier., krzyż., 1-bieg., rozw., biały",17.2,"POL",1,"szt.",20,5901241221269,"-","-",0.23,16,"G","TAK"]
["22009119","polo.fiorena Klawisz czerw.ok.łącz.kontr., podśw. uniw., zwier., krzyż., RAL9006",19.899999999999999,"POL",1,"szt.",20,5901241230766,"-","-",0.23,16,"G","NIE"]
["22009402","polo.fiorena Klawisz z czerw. okienkiem, z symbolem \"dzwonek\", do łącznika zwiernego podświetl. biały",13.7,"POL",1,"szt.",20,5901241221368,"-","-",0.23,16,"G","NIE"]
["22009602","polo.fiorena Klawisze do łączników 2-grupowych i 2-obwodowych (para) biały",6.4,"POL",1,"szt.",20,5901241221405,"-","-",0.23,20,"G","TAK"]
["22009703","polo.fiorena Klawisze do łącznika żaluzjowego klawiszowego (para) krem",7.3,"POL",1,"szt.",20,5901241221436,"-","-",0.23,16,"G","TAK"]
["22010003","polo.fiorena Płytka czołowa do ściemniacza pokrętnego krem",14.6,"POL",1,"szt.",20,5901241221450,"-","-",0.23,114,"G","NIE"]
["22011402","polo.fiorena Płytka czołowa do łącznika schodowego na klucz, z zamkiem, w komplecie z 2 kluczami biały",176,"POL",1,"szt.",10,5901241222297,"-","-",0.23,39.54,"G","TAK"]
["22011619","polo.fiorena Ramka 1-krotna, alu mat",12.2,"POL",1,"szt.",20,5901241232043,"-","-",0.23,19,"G","TAK"]
["22011819","polo.fiorena Ramka 3-krotna, alu mat",37.5,"POL",1,"szt.",10,5901241232081,"-","-",0.23,46,"G","TAK"]
["22011920","polo.fiorena Ramka 4-krotna, antracyt mat",54,"POL",1,"szt.",5,5901241232111,"-","-",0.23,62,"G","TAK"]
["22012120","polo.fiorena Adapter natynkowy, moduł podstawowy, antracyt mat",11.1,"POL",1,"szt.",10,5901241232159,"-","-",0.23,36,"G","TAK"]
["22012220","polo.fiorena Adapter natynkowy, moduł rozszerzający, antracyt mat",11.1,"POL",1,"szt.",10,5901241232173,"-","-",0.23,29,"G","TAK"]
["22015720","polo.fiorena Gniazdo komputerowe 1xRJ45 Cat.5e UTP antracyt",51.5,"POL",1,"szt.",10,5901241231213,"-","-",0.23,47,"G","TAK"]
["22028202","polo.fiorena Gniazdo komp. MOLEX data-gate, pojedyncze nieekran., kat. 5E, RJ45, z polem opis.biały",46.3,"POL",1,"szt.",10,5901241221771,"-","-",0.23,49,"G","TAK"]
["22028402","polo.fiorena Gniazdo komp. MOLEX data-gate, podwójne nieekran., kat. 5E, 2 x RJ45, z polem opis.biały",80,"POL",1,"szt.",10,5901241221818,"-","-",0.23,56.9,"G","TAK"]
["22028503","polo.fiorena Gniazdo komp. MOLEX data-gate, podwójne ekran., kat. 5E, 2 x RJ45, z polem opis.krem",123,"POL",1,"szt.",10,5901241221849,"-","-",0.23,61,"G","NIE"]
["22028603","polo.fiorena Gniazdo komp. MOLEX data-gate, pojedyncze nieekran., kat. 6, RJ45, z polem opis.krem",56.5,"POL",1,"szt.",10,5901241221863,"-","-",0.23,49,"G","NIE"]
["22028803","polo.fiorena Gniazdo komp. MOLEX data-gate, podwójne nieekran., kat. 6, 2 x RJ45, z polem opis.krem",97,"POL",1,"szt.",10,5901241221900,"-","-",0.23,57,"G","NIE"]
["22029003","polo.fiorena Gniazdo podwójne kompletne z uziem., 16 A, 250 V~, z przesłon. styków (z zac. śrub.)krem",27.1,"POL",1,"szt.",5,5901241221948,"-","-",0.23,138,"G","TAK"]
["22029803","polo.fiorena Płytka czołowa z ramką szkielet. do 2-gniazd MOLEX data-gate, z 1 zaślepką, z opis.krem",27.9,"POL",1,"szt.",10,5901241221962,"-","-",0.23,42,"G","NIE"]
["22029919","polo.fiorena Płytka czołowa z ramką szkielet. do 2-gniazd telef. lub komp., keystone jack, z opis.RAL9006",37.4,"POL",1,"szt.",10,5901241231480,"-","-",0.23,32,"G","TAK"]
["22031102","polo.fiorena Czujnik ruchu 1000W (WS051)biały",444,"POL",1,"szt.",1,5901241224185,"-","-",0.23,107.9,"G","TAK"]
["22031119","polo.fiorena Czujnik ruchu 1000W - szary",483,"POL",1,"szt.",1,5901241231701,"-","-",0.23,83.5,"G","NIE"]
["22032519","polo.fiorena Gniazdo podwójne 2P+Z do ramek jedno- lub wielokrotnych, 16 A, 250 V~ (z zac. śrub.)RAL9006",40.1,"POL",1,"szt.",10,5901241231763,"-","-",0.23,101,"G","TAK"]
["22034302","polo.fiorena Gniazdo/przyłącze typu F, biały",18.5,"POL",1,"szt.",10,5901241228558,"-","-",0.23,35,"G","TAK"]
["22034403","polo.fiorena Gniazdo/przyłącze typu F podwójne, kremowy",28.1,"POL",1,"szt.",10,5901241228602,"-","-",0.23,45,"G","NIE"]
["22034620","polo.fiorena Gniazdo komputerowe 2xRJ45 Cat.5e FTP antracyt",130,"POL",1,"szt.",10,5901241233620,"-","-",0.23,56,"G","NIE"]
["22034802","polo.fiorena Gniazdo komputerowe 2xRJ45 Cat.6 UTP biały",92,"POL",1,"szt.",10,5901241233675,"-","-",0.23,56,"G","TAK"]
["22034903","polo.fiorena Gniazdo komputerowe 1xRJ45 Cat.6 FTP kremowy",66.5,"POL",1,"szt.",10,5901241233729,"-","-",0.23,68,"G","NIE"]
["22035103","polo.fiorena Gniazdo RTV końcowe, kremowy",47.8,"POL",1,"szt.",10,5901241234344,"-","-",0.23,92,"G","TAK"]
["22035219","polo.fiorena Gniazdo RTV przelotowe, srebrny",67.5,"POL",1,"szt.",10,5901241234436,"-","-",0.23,92,"G","NIE"]
["22035502","polo.fiorena Gniazdo RTV-2F SAT, biały",82,"POL",1,"szt.",10,5901241234306,"-","-",0.23,99,"G","TAK"]
["22035603","polo.fiorena Gniazdo szerokopasmowe 2F, kremowy",78,"POL",1,"szt.",10,5901241234399,"-","-",0.23,92,"G","NIE"]
["22035719","polo.fiorena Gniazdo multimedialne 3F Vectra, srebrny",94,"POL",1,"szt.",10,5901241234481,"-","-",0.23,99,"G","NIE"]
["22040019","polo.fiorena Klawisz z czerw. okienkiem, z symbolem \"schody\", do łączników podświetlanych RAL9006",20.2,"POL",1,"szt.",20,5901241233422,"-","-",0.23,15.2,"G","NIE"]
["22041319","polo.fiorena Gniazdo z uziemieniem, 16 A, 250 V~, z uchylną osłoną (z samozac.) RAL9006",39.1,"POL",1,"szt.",10,5901241231961,"-","-",0.23,61,"G","NIE"]
["22041403","polo.fiorena Gniazdo z uziemieniem, 16 A, 250 V~, z uchylną osłoną, z przesłon. styków (z samozac.) kremowy",31.6,"POL",1,"szt.",10,5901241228336,"-","-",0.23,61,"G","NIE"]
["22061003","polo.fiorena Gniazdo głośnikowe krem",38.700000000000003,"POL",1,"szt.",10,5901241222266,"-","-",0.23,55,"G","TAK"]
["27239909","S.1 Ścienny nadajnik radiowy 3-krotny, płaski z polem opisowym i ramką, biały, mat",542,"BPR",1,"szt.",1,4011334316534,"EC001587","-",0.23,0.10199999999999999,"KG","NIE"]
["27249909","S.1 Ścienny nadajnik radiowy 4-krotny, płaski z polem opisowym i ramką, biały, mat",544,"BPR",1,"szt.",1,4011334286516,"-","-",0.23,0.08,"KG","NIE"]
["28001402","polo Gniazdo komputerowe MOLEX data-gate 45x22,5mm,RJ45 kat. 6 poj. kątowe nieekran.",81.5,"POL",1,"szt.",1,5901241280235,"-","-",0.23,12.7,"G","NIE"]
["28800004","Arsys Radio Touch komplet, stal szlachetna, lakierowany",666,"BPR",1,"szt.",1,4011334342502,"EC000636","-",0.23,0.315,"KG","NIE"]
["28806086","Q.1/Q.3 Radio Touch komplet, antracyt aksamit",697,"BPR",1,"szt.",1,4011334387732,"EC000636","-",0.23,0.26,"KG","NIE"]
["28821606","B.Kwadrat/S.1/B.3/B.7 Głośnik, antracyt mat",172,"BPR",1,"szt.",1,4011334389576,"EC000652","27.33.13.0",0.23,0.11,"KG","TAK"]
["28828916","B.3/B.7 Głośnik, stal szlachetna, lakierowany",169,"BPR",1,"szt.",1,4011334342663,"EC000652","-",0.23,0.14099999999999999,"KG","NIE"]
["28828989","B.Kwadrat/S.1/B.3/B.7 Głośnik, biały, połysk",128,"BPR",1,"szt.",1,4011334342618,"EC000652","-",0.23,0.14099999999999999,"KG","TAK"]
["28846086","Q.1/Q.3 Radio Touch, antracyt aksamit",635,"BPR",1,"szt.",1,4011334412496,"EC000636","-",0.23,0.16400000000000001,"KG","NIE"]
["30553512","W.1 Łącznik świecznikowy wspólne zaciski wejściowe IP55 biały",54.5,"BPR",1,"szt.",1,4011334390220,"EC001590","-",0.23,7.9000000000000001E-2,"KG","NIE"]
["30553515","W.1 Łącznik świecznikowy wspólne zaciski wejściowe IP55 szary",54.5,"BPR",1,"szt.",10,4011334390213,"EC001590","-",0.23,36.4,"G","NIE"]
["30763525","W.1 Łącznik uniwersalny przyciskowy z podświetleniem kompletny IP55 szary",80.5,"BPR",1,"szt.",10,4011334391258,"EC001590","-",0.23,0.13500000000000001,"KG","NIE"]
["30863525","W.1 Łącznik uniwersalny z podświetleniem IP55 szary",64.5,"BPR",1,"szt.",10,4011334390190,"EC001590","-",0.23,7.1999999999999995E-2,"KG","NIE"]
["32713502","W.1 Łącznik na klucz z zamkiem klucz w 2 pozycjach kompletny IP55 biały",285,"BPR",1,"szt.",1,4011334394952,"EC000044","-",0.23,0.13300000000000001,"KG","NIE"]
["33153209","# Modul 2 Gniazdo 3 x Cinch / S-Video, biały, połysk - produkt wycofany z oferty",257,"BPR",1,"szt.",10,4011334341543,"EC000018","-",0.23,9.2999999999999999E-2,"KG","NIE"]
["33154309","# Modul 2 Gniazdo HDMI z przyłączem 90°, biały, połysk - produkt wycofany z oferty",293,"BPR",1,"szt.",10,4011334341802,"EC000018","-",0.23,7.2999999999999995E-2,"KG","NIE"]
["38112045","R.classic Łącznik żaluzjowy obrotowy z elementem centralnym i pokrętłem, 1-biegunowy, czarny, połysk",271,"BPR",1,"szt.",1,4011334376958,"EC000044","-",0.23,0.105,"KG","NIE"]
["41081404","B.7 Gniazdo SCHUKO z ochroną przepięciową i polem opisowym, alu",596,"BPR",1,"szt.",1,4011334225256,"EC000125","-",0.23,0.11899999999999999,"KG","NIE"]
["41086089","Q.1 Gniazdo SCHUKO z ochroną przepięciową i polem opisowym, biały, aksamit",585,"BPR",1,"szt.",1,4011334313489,"EC000125","-",0.23,0.13300000000000001,"KG","NIE"]
["41091606","B.Kwadrat/B.3/B.7 Gniazdo SCHUKO z uziemieniem z podświetleniem orientacyjnym LED, antracyt mat",210,"BER",1,"szt.",10,4011334364115,"EC000125","27.33.13.0",0.23,0.104,"KG","NIE"]
["41102022","R.1/R.3 Gniazdo SCHUKO z diodą kontrolną LED czerwony, połysk",179,"BPR",1,"szt.",10,4011334385127,"EC000125","-",0.23,9.6000000000000002E-2,"KG","NIE"]
["41107009","K.1 Gniazdo zasil z LED Berker",201,"BPR",1,"szt.",10,4011334361039,"EC000125","-",0.23,0.104,"KG","NIE"]
["41150001","Arsys Gniazdo SCHUKO, brązowy, połysk",29.4,"BPR",1,"szt.",10,4011334182382,"EC000125","-",0.23,0.104,"KG","NIE"]
["41231606","B.Kwadrat/B.3/B.7 Gniazdo SCHUKO z uziemieniem z przesłonami styków, zaciski śrubowe antracyt",23.7,"BPR",1,"szt.",10,4011334234128,"EC000125","27.33.13.0",0.23,8.5000000000000006E-2,"KG","NIE"]
["41236089","Q.1 Gniazdo SCHUKO z podwyższoną ochroną styków, biały, aksamit",20.5,"BPR",1,"szt.",10,4011334313380,"EC000125","-",0.23,9.5000000000000001E-2,"KG","NIE"]
["41357003","K.5 Gniazdo SCHUKO, alu",52.5,"BPR",1,"szt.",10,4011334378402,"EC000125","-",0.23,0.105,"KG","NIE"]
["41431606","B.Kwadrat/B.3/B.7 Gniazdo SCHUKO z uziemieniem, zaciski śrubowe, antracyt",20.6,"BPR",1,"szt.",10,4011334234159,"EC000125","27.33.13.0",0.23,9.1999999999999998E-2,"KG","NIE"]
["41436089","Q.1 Gniazdo SCHUKO, biały, aksamit",16.8,"BPR",1,"szt.",10,4011334313366,"EC000125","-",0.23,9.9000000000000005E-2,"KG","TAK"]
["41470001","Arsys Gniazdo SCHUKO z pokrywą z podwyższoną ochroną styków, brązowy, połysk",52,"BPR",1,"szt.",10,4011334182184,"EC000125","-",0.23,0.11,"KG","NIE"]
["41498989","S.1/B.3/B.7 Gniazdo SCHUKO z polem opisowy z podwyższoną ochroną styków, biały, połysk",28.6,"BPR",1,"szt.",10,4011334281214,"EC000125","-",0.23,0.10199999999999999,"KG","NIE"]
["41527103","K.5 Gniazdo SCHUKO z ochroną przepięciową i polem opisowym, zaciski śrubowe, alu",659,"BPR",1,"szt.",1,4011334378419,"EC000125","-",0.23,0.125,"KG","NIE"]
["41529004","Arsys Gniazdo SCHUKO z ochroną przepięciową i polem opisowym, stal szlachetna, lakierowana",622,"BPR",1,"szt.",1,4011334194262,"EC000125","-",0.23,0.129,"KG","NIE"]
["41668989","B.Kwadrat/S.1 Gniazdo z uziemieniem USA/KANADA NEMA 5-15 R, biały, połysk",110,"BPR",1,"szt.",10,4011334305019,"EC000125","-",0.23,7.6999999999999999E-2,"KG","NIE"]
["41686089","Q.1 Gniazdo z uziemieniem standard USA/KANADA NEMA 5-20 R, zaciski śrubowe, biały, aksamit",115,"BPR",1,"szt.",10,4011334319207,"EC000125","-",0.23,7.6999999999999999E-2,"KG","NIE"]
["42563505","W.1 Moduł złącza kablowego IP55 szary",40.5,"BER",1,"szt.",1,4011334423065,"EC000018","-",0.23,6.0999999999999999E-2,"KG","NIE"]
["44713515","W.1 Wyłącznik bezpieczeństwa na klucz IP55 szary",387,"BPR",1,"szt.",1,4011334390435,"EC002034","-",0.23,8.5000000000000006E-2,"KG","NIE"]
["47087009","K.1 Gniazdo SCHUKO z wyłacznikiem różnicowo-pradowym, biały",573,"BPR",1,"szt.",1,4011334268383,"EC000125","-",0.23,0.17,"KG","NIE"]
["47140004","Arsys Gniazdo SCHUKO, stal szlachetna nierdzewna",45.4,"BPR",1,"szt.",10,4011334170730,"EC000125","-",0.23,0.107,"KG","NIE"]
["47157003","K.5 Gniazdo SCHUKO kompletne, samozaciski, aluminium",57,"BPR",1,"szt.",10,4011334378426,"EC000125","-",0.23,0.1,"KG","NIE"]
["47157114","K.1/K.5 Gniazdo SCHUKO z nadrukiem 'ZSV', pomarańczowy",31.7,"BPR",1,"szt.",10,4011334263616,"EC000125","-",0.23,8.5999999999999993E-2,"KG","NIE"]
["47208989","S.1 Gniazdo SCHUKO w kombinacji 2-krotnej z ramką S.1, biały, połysk",45.5,"BPR",1,"szt.",5,4011334277576,"EC000125","-",0.23,0.19400000000000001,"KG","NIE"]
["47229949","S.1 Gniazdo SCHUKO komplet, antracyt, mat",32.6,"BPR",1,"szt.",10,4011334360681,"EC000125","-",0.23,0.11899999999999999,"KG","NIE"]
["47231959","S.1/B.3/B.7 Gniazdo SCHUKO do montażu w ścianach pustych, biały",20.5,"BPR",1,"szt.",10,4011334238867,"EC000125","-",0.23,8.4000000000000005E-2,"KG","NIE"]
["47238952","S.1 Gniazdo SCHUKO do montażu w ścianach pustych, kremowy, połysk",20.5,"BPR",1,"szt.",10,4011334277767,"EC000125","-",0.23,8.5000000000000006E-2,"KG","NIE"]
["47280001","Arsys Gniazdo SCHUKO 45°, brązowy",34.299999999999997,"BPR",1,"szt.",10,4011334170532,"EC000125","-",0.23,0.106,"KG","NIE"]
["47280069","Arsys Gniazdo SCHUKO 45°, biały",25.5,"BPR",1,"szt.",10,4011334170556,"EC000125","-",0.23,0.105,"KG","NIE"]
["47297004","K.5 Gniazdo podwójne SCHUKO komplet, stal szlachetna, lakierowana",105,"BPR",1,"szt.",10,4011334275558,"EC000125","-",0.23,0.158,"KG","NIE"]
["47340004","Arsys Gniazdo SCHUKO z podwyższoną ochroną styków, stal szlachetna nierdzewna",52,"BPR",1,"szt.",10,4011334170518,"EC000125","-",0.23,0.112,"KG","NIE"]
["47350001","Arsys Gniazdo SCHUKO z podwyższoną ochroną styków, brązowy",35.6,"BPR",1,"szt.",10,4011334170679,"EC000125","-",0.23,9.6000000000000002E-2,"KG","NIE"]
["47380063","Arsys Gniazdo SCHUKO z polem opisowym z podwyższoną ochroną styków, zielony, połysk",43.4,"BPR",1,"szt.",10,4011334262367,"EC000125","-",0.23,9.7000000000000003E-2,"KG","NIE"]
["47390063","Arsys Gniazdo SCHUKO z polem opisowym, zielony, połysk",37.299999999999997,"BPR",1,"szt.",10,4011334262381,"EC000125","-",0.23,9.6000000000000002E-2,"KG","NIE"]
["47390069","Arsys Gniazdo SCHUKO z polem opisowym, biały",28.4,"BPR",1,"szt.",10,4011334188896,"EC000125","-",0.23,9.6000000000000002E-2,"KG","NIE"]
["47399004","Arsys Gniazdo SCHUKO z polem opisowym, stal szlachetna, lakierowany",52,"BPR",1,"szt.",10,4011334208174,"EC000125","-",0.23,9.1999999999999998E-2,"KG","NIE"]
["47429939","S.1 Gniazdo SCHUKO komplet, alu, mat",44.8,"BPR",1,"szt.",10,4011334360650,"EC000125","-",0.23,0.11600000000000001,"KG","NIE"]
["47429949","S.1 Gniazdo SCHUKO komplet, antracyt, mat",26.2,"BPR",1,"szt.",10,4011334360667,"EC000125","-",0.23,0.11600000000000001,"KG","NIE"]
["47432003","R.1/R.3 Gniazdo SCHUKO z nadrukiem zielony, połysk",35.1,"BPR",1,"szt.",10,4011334366676,"EC000125","-",0.23,8.4000000000000005E-2,"KG","NIE"]
["47436013","Q.1 Gniazdo SCHUKO kompletne, samozaciski, zielony, aksamit",36.1,"BPR",1,"szt.",10,4011334312963,"EC000125","-",0.23,9.4E-2,"KG","NIE"]
["47436014","Q.1 Gniazdo SCHUKO kompletne, samozaciski, pomarańczowy, aksamit",36.1,"BPR",1,"szt.",10,4011334312987,"EC000125","-",0.23,9.5000000000000001E-2,"KG","NIE"]
["47438913","B.Kwadrat/S.1/B.3/B.7 Gniazdo SCHUKO z uziemieniem samozaciski, zielony, połysk",30.8,"BPR",1,"szt.",10,4011334277477,"EC000125","27.33.13.0",0.23,9.4E-2,"KG","NIE"]
["47441606","B.Kwadrat/B.3/B.7 Gniazdo SCHUKO z uziemieniem z pokrywą z przesłonami styków, zaciski śrubowe, antracyt",42.3,"BPR",1,"szt.",10,4011334224365,"EC000125","-",0.23,9.6000000000000002E-2,"KG","TAK"]
["47442045","R.classic Gniazdo SCHUKO z pokrywą, samozaciski, czarny, połysk",59,"BPR",1,"szt.",10,4011334366768,"EC000125","-",0.23,0.09,"KG","TAK"]
["47461606","B.3/B.7 Gniazdo SCHUKO z pokrywą i polem opisowym, z przesłonami styków, antracyt",50.5,"BPR",1,"szt.",10,4011334224396,"EC000125","-",0.23,9.1999999999999998E-2,"KG","NIE"]
["47477103","K.5 Gniazdo SCHUKO z pokrywą, alu",70,"BPR",1,"szt.",10,4011334378488,"EC000125","-",0.23,0.10100000000000001,"KG","NIE"]
["47480002","Arsys Gniazdo SCHUKO z pokrywą i polem opisowym, z podwyższoną ochroną styków, kremowy",46,"BPR",1,"szt.",10,4011334170570,"EC000125","-",0.23,0.112,"KG","NIE"]
["47491909","S.1/B.3/B.7 Gniazdo SCHUKO z polem opisowym z podwyższoną ochroną styków, biały",28.6,"BPR",1,"szt.",10,4011334224433,"EC000125","-",0.23,0.09,"KG","NIE"]
["47501606","B.3/B.7 Gniazdo SCHUKO z polem opisowym, antracyt",25.5,"BPR",1,"szt.",10,4011334224457,"EC000125","-",0.23,8.7999999999999995E-2,"KG","NIE"]
["47501915","S.1/B.3/B.7 Gniazdo SCHUKO z polem opisowym i nadrukiem EDV, czerwony",40.1,"BPR",1,"szt.",10,4011334235200,"EC000125","-",0.23,8.7999999999999995E-2,"KG","NIE"]
["47508902","S.1/B.3/B.7 Gniazdo SCHUKO z polem opisowym, czerwony, połysk",37.5,"BPR",1,"szt.",10,4011334277699,"EC000125","-",0.23,9.4E-2,"KG","NIE"]
["47508915","S.1/B.3/B.7 Gniazdo SCHUKO z polem opisowym i nadrukiem EDV, czerwony, połysk",40.1,"BPR",1,"szt.",10,4011334278412,"EC000125","-",0.23,9.5000000000000001E-2,"KG","NIE"]
["47516059","Q.1 Gniazdo SCHUKO z pokrywą i nadrukiem EDV', biały, aksamit",32,"BPR",1,"szt.",10,4011334317708,"EC000125","-",0.23,0.10100000000000001,"KG","NIE"]
["47516089","Q.1 Gniazdo SCHUKO kompletne z pokrywą, samozaciski, biały, aksamit",34.6,"BPR",1,"szt.",10,4011334313328,"EC000125","-",0.23,8.7999999999999995E-2,"KG","TAK"]
["47517206","K.1 Gniazdo SCHUKO z samozamykającą się pokrywą, z przesłonami styków, samozaciski, antracyt mat, lakierowany",45.9,"BPR",1,"szt.",10,4011334296447,"EC000125","-",0.23,0.105,"KG","NIE"]
["47527103","K.5 Gniazdo SCHUKO z pokrywą i polem opisowym, samozaciski, alu",82.5,"BPR",1,"szt.",10,4011334378525,"EC000125","-",0.23,0.108,"KG","NIE"]
["47527204","K.5 Gniazdo SCHUKO z samozamykającą się pokrywą i polem opisowym, samozaciski, stal szlachetna nierdzewna",79,"BPR",1,"szt.",10,4011334275848,"EC000125","-",0.23,0.121,"KG","NIE"]
["47537009","K.1 Gniazdo podwójne SCHUKO komplet, biały",62.5,"BPR",1,"szt.",10,4011334268550,"EC000125","-",0.23,0.153,"KG","NIE"]
["47549949","S.1 Gniazdo podwójne SCHUKO komplet, antracyt, mat",42.1,"BPR",1,"szt.",10,4011334360704,"EC000125","-",0.23,0.158,"KG","NIE"]
["47580002","Arsys Gniazdo SCHUKO z pokrywą, polem opisowym z podwyższoną ochrona stykow, złoty",64.5,"BPR",1,"szt.",10,4011334170426,"EC000125","-",0.23,0.104,"KG","NIE"]
["47661939","S.1 3-krotne gniazdo SCHUKO z elementem centralnym, alu",85,"BPR",1,"szt.",5,4011334360759,"EC000125","-",0.23,0.19700000000000001,"KG","NIE"]
["47733515","W.1 Gniazdo Schuko 2P+Z kompletne 3-krotne poziome 2 wejścia IP55 szary",181,"BPR",1,"szt.",1,4011334404293,"EC000125","-",0.23,0.39600000000000002,"KG","NIE"]
["47803512","W.1 Łącznik uniwersalny z gniazdem SCHUKO pionowy kompletny IP55 biały",84,"BPR",1,"szt.",1,4011334404446,"EC000020","-",0.23,0.23,"KG","NIE"]
["47867109","K.1 Gniazdo SCHUKO z pokrywą i wypukłym symbolem, biały",50.5,"BPR",1,"szt.",10,4011334268574,"EC000125","-",0.23,0.105,"KG","NIE"]
["50413512","W.1 Łącznik 1-biegunowy przyciskowy z podświetlanym p. opisowym IP55 biały",62,"BPR",1,"szt.",1,4011334390381,"EC000029","-",0.23,6.2E-2,"KG","NIE"]
["50463512","W.1 Łącznik uniwersalny przyciskowy IP55 biały",44.1,"BPR",1,"szt.",1,4011334390343,"EC000029","-",0.23,5.6000000000000001E-2,"KG","NIE"]
["50753502","W.1 Łącznik żaluzjowy przyciskowy nadruk symboli \"strzałka\" kompletny IP55 biały",82,"BPR",1,"szt.",1,4011334395232,"EC000044","-",0.23,0.14599999999999999,"KG","NIE"]
["50753535","W.1 Łącznik żaluzjowy przyciskowy IP55 szary",79,"BER",1,"szt.",10,4011334440987,"EC000044","-",0.23,6.3E-2,"KG","NIE"]
["52008982","B.Kwadrat/S.1 System przywoławczy Zestaw z zasilaczem,  kremowy połysk",1124,"BER",1,"szt.",1,4011334353935,"EC002247","-",0.23,0.51200000000000001,"KG","NIE"]
["52008989","B.Kwadrat/S.1 System przywoławczy Zestaw z zasilaczem,  biały połysk",1124,"BER",1,"szt.",1,4011334353928,"EC002247","-",0.23,0.55100000000000005,"KG","TAK"]
["52026089","Q.1 System przywoławczy Łącznik pociągany z ramką, biały aksamit",179,"BER",1,"szt.",1,4011334354086,"EC002247","-",0.23,7.3999999999999996E-2,"KG","NIE"]
["52037009","K.1 System przywoławczy Sygnalizator świetlny z ramką, biały połysk",611,"BER",1,"szt.",1,4011334354130,"EC002247","-",0.23,8.7999999999999995E-2,"KG","NIE"]
["52046099","Q.3 System przywoławczy Zasilacz z ramką, biały aksamit",372,"BER",1,"szt.",1,4011334393658,"EC002247","-",0.23,9.5000000000000001E-2,"KG","NIE"]
["52066089","Q.1 System przywoławczy Przycisk przywołania z ramką, biały aksamit",172,"BER",1,"szt.",1,4011334354369,"EC002247","-",0.23,7.8E-2,"KG","NIE"]
["52068989","B.Kwadrat/S.1 System przywoławczy Przycisk przywołania z ramką, biały połysk",172,"BER",1,"szt.",1,4011334354321,"EC002247","-",0.23,7.8E-2,"KG","NIE"]
["53101194","# Modul Star Plus Ramka 1-krotna, alu - produkt wycofany z oferty",15.6,"BER",1,"szt.",5,5907561809927,"-","-",0.23,1.4E-2,"KG","NIE"]
["53101394","# Modul Star Plus Ramka 3-krotna, alu - produkt wycofany z oferty",35,"BER",1,"szt.",10,5907561809965,"-","-",0.23,3.2000000000000001E-2,"KG","NIE"]
["53103384","# Modul Płytka czołowa do gniazda TAE i głośnikowego, alu Star - produkt wycofany z oferty",20.7,"BER",1,"szt.",10,5907561813290,"-","-",0.23,1.2E-2,"KG","NIE"]
["53110984","# Modul Pierścień oddzielający do płytki centralnej i elementu centralnego 50 x 50 mm, alu Star Plus - produkt wycofany z oferty",10.6,"BER",1,"szt.",1,5907561813344,"-","-",0.23,3.0000000000000001E-3,"KG","NIE"]
["53113789","# Modul Płytka czołowa z pokrętłem regulacyjnym do ściemniacza obrotowego, biały/-Plus - produkt wycofany z oferty",14.3,"BER",1,"szt.",1,5907561800207,"EC000011","-",0.23,2.8000000000000001E-2,"KG","NIE"]
["53133009","IP44 Ramka 3-krotna z uszczelką, biały",16.899999999999999,"BER",1,"szt.",2,5907561801525,"-","-",0.23,6.0999999999999999E-2,"KG","TAK"]
["53140782","# Modul Płytka czołowa do gniazda przyłączeniowego UAE 1-krotnego, kremowy/-Plus - produkt wycofany z oferty",8.3000000000000007,"BER",1,"szt.",10,5907561843792,"-","-",0.23,1.0999999999999999E-2,"KG","NIE"]
["53144589","# Modul Płytka czołowa do gniazda TAE i głośnikowego, biały - produkt wycofany z oferty",11.7,"BER",1,"szt.",10,5907561859434,"-","-",0.23,1.0999999999999999E-2,"KG","NIE"]
["53162184","# Modul Klawisz z 5 dołączonymi soczewkami, alu Star/-Plus - produkt wycofany z oferty",20.9,"BER",1,"szt.",10,5907561810084,"-","-",0.23,1.4E-2,"KG","NIE"]
["53162389","# Modul Klawisze, biały/-Plus - produkt wycofany z oferty",5.9,"BER",1,"szt.",10,5907561800382,"-","-",0.23,1.4999999999999999E-2,"KG","NIE"]
["53162782","# Modul Klawisze z czerwoną soczewką, kremowy/-Plus - produkt wycofany z oferty",14.5,"BER",1,"szt.",10,5907561811715,"-","-",0.23,1.4E-2,"KG","NIE"]
["53414382","# Modul Gniazdo SCHUKO, kremowy/-Plus - produkt wycofany z oferty",15.8,"BER",1,"szt.",10,5907561812415,"-","-",0.23,9.1999999999999998E-2,"KG","NIE"]
["53414384","# Modul Gniazdo SCHUKO, alu Star - produkt wycofany z oferty",23.3,"BER",1,"szt.",10,5907561856099,"-","-",0.23,8.3000000000000004E-2,"KG","NIE"]
["53455312","R.classic/Serie 1930/Glas Gniazdo RTV-SAT nieprzelotowe, mechanizm",62.5,"BPR",1,"szt.",1,5907561863271,"-","-",0.23,0.11,"KG","TAK"]
["53503520","one.platform Łącznik żaluzjowy 2-klawiszowy przyciskowy, 1-biegunowy, mechanizm, samozaciski",25.3,"BER",1,"szt.",10,4011334447788,"-","-",0.23,7.0000000000000007E-2,"KG","TAK"]
["53610682","# Modul Gniazdo bez uziemienia z pokrywą, kremowy/-Plus - produkt wycofany z oferty",20.6,"BER",1,"szt.",10,5907561812095,"-","-",0.23,7.4999999999999997E-2,"KG","NIE"]
["53618389","# Modul Gniazdo podwójne z uziemieniem komplet, biały - produkt wycofany z oferty",26.6,"BER",1,"szt.",10,5907561800832,"-","-",0.23,0.13300000000000001,"KG","NIE"]
["53658382","# Modul Gniazdo z uziemieniem z pokrywą z zabezpieczeniem przed dziećmi, kremowy/-Plus - produkt wycofany z oferty",29.1,"BER",1,"szt.",10,5907561844362,"-","-",0.23,9.2999999999999999E-2,"KG","NIE"]
["53658989","# Modul Gniazdo z uziemieniem z pokrywą, biały/-Plus - produkt wycofany z oferty",26.4,"BER",1,"szt.",10,5907561844904,"-","-",0.23,0.105,"KG","NIE"]
["61617201","# Modul 2 Gniazdo bez uziemienia komplet, kremowy - produkt wycofany z oferty",26.3,"BPR",1,"szt.",10,4011334061670,"EC000125","-",0.23,8.3000000000000004E-2,"KG","NIE"]
["63470001","Arsys Gniazdo standard Brytyjski z łącznikiem i podwyższonym zabezpieczeniem styków, brązowy, połysk",125,"BPR",1,"szt.",10,4011334311010,"EC000125","-",0.23,0.108,"KG","NIE"]
["63471909","S.1/B.3/B.7 Gniazdo standard Brytyjski z łącznikiem i podwyższonym zabezpieczeniem styków, biały, mat",110,"BPR",1,"szt.",10,4011334311102,"EC000125","-",0.23,0.107,"KG","NIE"]
["63919909","S.1 Gniazdo z uziemieniem w standardzie brytyjskim, kompletne z łącznikiem, biały",62.5,"BPR",1,"szt.",10,4011334260653,"EC000125","-",0.23,0.02,"KG","NIE"]
["67100921","Serie 1930/Glas Zaślepka z elementem centralnym, czarny",72.5,"BPR",1,"szt.",10,4011334283867,"EC000018","-",0.23,5.3999999999999999E-2,"KG","NIE"]
["67650902","# Modul 2 Gniazdo z uziemieniem i LED kontrolną z podwyższoną ochroną styków, kremowy, połysk - produkt wycofany z oferty",173,"BPR",1,"szt.",10,4011334362609,"EC000125","-",0.23,0.104,"KG","NIE"]
["67687209","# Modul 2 Gniazdo z uziemieniem komplet z podwyższoną ochroną styków, biały, połysk - produkt wycofany z oferty",25.1,"BPR",1,"szt.",10,4011334320128,"EC000125","-",0.23,0.113,"KG","NIE"]
["68103309","# Modul 2 Płytka czołowa do gniazda TAE i głośnikowego, biały, połysk - produkt wycofany z oferty",12.2,"BPR",1,"szt.",10,4011334145554,"EC000018","-",0.23,1.4999999999999999E-2,"KG","NIE"]
["75040003","KNX Port magistralny plus p/t",419,"KNX",1,"szt.",1,4011334262084,"EC000634","-",0.23,7.4999999999999997E-2,"KG","TAK"]
["75141034","KNX TS Szklany sensor dotykowy 1-krotny komfort, szkło, alu",1106,"KNX",1,"szt.",1,4011334386049,"EC000672","-",0.23,0.95599999999999996,"KG","NIE"]
["75141165","R.1 Sensor dotykowy 1-krotny konfigurowalny, czarny, szkło",1814,"KNX",1,"szt.",1,4011334381013,"EC000672","-",0.23,0.309,"KG","NIE"]
["75141930","TS Sensor szklany dotykowy 1-krotny konfigurowalny, szkło, białe",1814,"KNX",1,"szt.",1,4011334383789,"EC000672","-",0.23,0.38,"KG","NIE"]
["75142134","TS Sensor szklany dotykowy 2-krotny konfigurowalny, szkło, alu",1849,"KNX",1,"szt.",1,4011334383819,"EC000672","-",0.23,0.36,"KG","NIE"]
["75142835","TS Sensor szklany dotykowy 2-krotny komfort, szkło, czarne",1393,"BPR",1,"szt.",1,4011334381204,"EC000672","-",0.23,0.36199999999999999,"KG","NIE"]
["75143134","TS Sensor szklany dotykowy 3-krotny konfigurowalny, szkło, alu",1885,"KNX",1,"szt.",1,4011334383864,"EC000672","-",0.23,0.36,"KG","NIE"]
["75143160","R.1 Sensor dotykowy 3-krotny konfigurowalny, biały, szkło",1885,"KNX",1,"szt.",1,4011334383499,"EC000672","-",0.23,0.30299999999999999,"KG","NIE"]
["75143865","R.1 Sensor dotykowy 3-krotny komfort, czarny, szkło",1406,"BPR",1,"szt.",1,4011334381082,"EC000672","-",0.23,0.30299999999999999,"KG","NIE"]
["75144150","R.3 Sensor dotykowy 4-krotny konfigurowalny, biały, szkło",1954,"KNX",1,"szt.",1,4011334383666,"EC000672","-",0.23,0.313,"KG","NIE"]
["75144850","R.3 Sensor dotykowy 4-krotny komfort, biały, szkło",1631,"KNX",1,"szt.",1,4011334383659,"EC000672","-",0.23,0.313,"KG","NIE"]
["75161044","Arsys Przycisk 1-krotny standard z polem opisowym, jasny brąz, lakierowany",249,"KNX",1,"szt.",1,4011334180821,"EC000672","-",0.23,6.3E-2,"KG","NIE"]
["75161099","B.IQ Przycisk 1-krotny standard, biały",227,"KNX",1,"szt.",1,4011334254911,"EC000672","-",0.23,0.21199999999999999,"KG","NIE"]
["75161144","Arsys Przycisk 1-krotny standard, jasny brąz, lakierowany",233,"KNX",1,"szt.",1,4011334196877,"EC000672","-",0.23,7.0000000000000007E-2,"KG","NIE"]
["75161375","K.1 Przycisk 1-krotny standard z polem opisowym, antracyt",238,"KNX",1,"szt.",1,4011334303749,"EC000672","-",0.23,0.08,"KG","NIE"]
["75161593","B.IQ Przycisk 1-krotny komfort, stal szlachetna nierdzewna",515,"KNX",1,"szt.",1,4011334257097,"EC000672","-",0.23,0.442,"KG","TAK"]
["75161685","# B.3/B.7 Przycisk 1-krotny komfort z polem opisowym, antracyt",369,"KNX",1,"szt.",1,4011334264750,"EC000672","-",0.23,6.6000000000000003E-2,"KG","NIE"]
["75161869","R.1/R.3 Klawisz do mechanizmu przycisku 1-krotnego, biały, połysk",35.1,"BPR",1,"szt.",1,4011334386193,"EC000011","-",0.23,1.9E-2,"KG","NIE"]
["75162044","Arsys Przycisk 2-krotny standard z polem opisowym, jasny brąz, lakierowany",298,"KNX",1,"szt.",1,4011334180845,"EC000672","-",0.23,6.4000000000000001E-2,"KG","NIE"]
["75162094","B.IQ Przycisk 2-krotny standard, aluminium",488,"KNX",1,"szt.",1,4011334257516,"EC000672","-",0.23,0.251,"KG","NIE"]
["75162149","Arsys Przycisk 2-krotny standard, biały",260,"KNX",1,"szt.",1,4011334196648,"EC000672","-",0.23,6.3E-2,"KG","NIE"]
["75162380","S.1/B.3/B.7 Przycisk 2-krotny standard z polem opisowym, do ramek białych i kremowych",272,"KNX",1,"szt.",1,4011334283188,"EC000672","-",0.23,7.3999999999999996E-2,"KG","NIE"]
["75162644","Arsys Przycisk 2-krotny komfort z polem opisowym, jasny brąz, lakierowany",432,"KNX",1,"szt.",1,4011334264910,"EC000672","-",0.23,6.6000000000000003E-2,"KG","NIE"]
["75162685","# B.3/B.7 Przycisk 2-krotny komfort z polem opisowym, antracyt",421,"KNX",1,"szt.",1,4011334264781,"EC000672","-",0.23,6.8000000000000005E-2,"KG","NIE"]
["75162865","R.1/R.3 Klawisze do mechanizmu przycisku 2-krotnego, czarny, połysk",57,"BPR",1,"szt.",1,4011334386209,"EC000011","-",0.23,1.9E-2,"KG","NIE"]
["75163385","B.3/B.7 Przycisk 3-krotny standard z polem opisowym, do ramek alu i antracyt",366,"KNX",1,"szt.",1,4011334284079,"EC000672","-",0.23,7.0000000000000007E-2,"KG","NIE"]
["75163590","B.IQ Przycisk 3-krotny komfort, szkło białe",950,"KNX",1,"szt.",1,4011334380870,"EC000672","-",0.23,0.25800000000000001,"KG","NIE"]
["75163775","K.1 Przycisk 3-krotny Komfort z polem opisowym, antracyt",491,"BPR",1,"szt.",1,4011334303701,"EC000672","-",0.23,8.1000000000000003E-2,"KG","NIE"]
["75164092","B.IQ Przycisk 4-krotny standard, szkło czarne",1017,"KNX",1,"szt.",1,4011334372134,"EC000672","-",0.23,0.29499999999999998,"KG","NIE"]
["75164093","B.IQ Przycisk 4-krotny standard, stal szlachetna nierdzewna",740,"KNX",1,"szt.",1,4011334257196,"EC000672","-",0.23,0.52,"KG","NIE"]
["75164374","K.1 Przycisk 4-krotny standard z polem opisowym, alu",413,"KNX",1,"szt.",1,4011334303794,"EC000672","-",0.23,0.111,"KG","NIE"]
["75164599","B.IQ Przycisk 4-krotny komfort, biały",558,"KNX",1,"szt.",1,4011334256502,"EC000672","-",0.23,5.2999999999999999E-2,"KG","NIE"]
["75164642","Arsys Przycisk 4-krotny komfort z polem opisowym, kremowy",550,"KNX",1,"szt.",1,4011334264934,"EC000672","-",0.23,0.06,"KG","NIE"]
["75164780","S.1/B.3/B.7 Przycisk 4-krotny Komfort z polem opisowym, do ramek białych i kremowych",553,"KNX",1,"szt.",1,4011334283379,"EC000672","-",0.23,0.10299999999999999,"KG","NIE"]
["75168743","Arsys Przycisk do wywoływania scen świetlnych z polem opisowym komfort, stal szlachetna, lakierowany",683,"KNX",1,"szt.",1,4011334265009,"EC000672","-",0.23,7.4999999999999997E-2,"KG","NIE"]
["75168744","Arsys Przycisk do wywoływania scen świetlnych z polem opisowym komfort, jasny brąz, lakierowany",683,"KNX",1,"szt.",1,4011334264996,"EC000672","-",0.23,7.4999999999999997E-2,"KG","NIE"]
["75216001","KNX Wejście cyfrowe 6-kanałowe 24 V AC/DC DMS, jasnoszary",1473,"KNX",1,"szt.",1,4011334237501,"EC000688","-",0.23,0.12,"KG","NIE"]
["75261152","S.1 Czujnik ruchu 180, 1.1 m, kremowy, połysk",458,"KNX",1,"szt.",1,4011334280903,"EC001582","-",0.23,6.7000000000000004E-2,"KG","NIE"]
["75261179","K.1 Czujnik ruchu 180, 1.1 m, biały",464,"KNX",1,"szt.",1,4011334285809,"EC001582","-",0.23,6.5000000000000002E-2,"KG","NIE"]
["75261249","Arsys Czujnik ruchu 180, 2.2 m, biały",464,"KNX",1,"szt.",1,4011334196976,"EC001582","-",0.23,7.0000000000000007E-2,"KG","NIE"]
["75261289","S.1/B.3/B.7 Czujnik ruchu 180, 2.2 m, biały",464,"KNX",1,"szt.",1,4011334224655,"EC001582","-",0.23,6.8000000000000005E-2,"KG","NIE"]
["75261549","Arsys Czujnik ruchu 180 Komfort, 1.1 m, biały",658,"KNX",1,"szt.",1,4011334251668,"EC001582","-",0.23,7.1999999999999995E-2,"KG","NIE"]
["75261589","S.1/B.3/B.7 Czujnik ruchu 180 Komfort, 1.1 m, biały",658,"KNX",1,"szt.",1,4011334251613,"EC001582","-",0.23,7.0000000000000007E-2,"KG","NIE"]
["75261644","Arsys Czujnik ruchu 180 Komfort, 2.2 m, jasny brąz, lakierowany",686,"KNX",1,"szt.",1,4011334251774,"EC001582","-",0.23,7.0000000000000007E-2,"KG","NIE"]
["75261685","B.3/B.7 Czujnik ruchu 180 Komfort, 2.2 m, antracyt",669,"KNX",1,"szt.",1,4011334251712,"EC001582","-",0.23,7.0000000000000007E-2,"KG","NIE"]
["75314011","KNX Sterownik żaluzjowy 4-kanałowy 6 A 24 V DC sterowanie ręczne, status, DMS, jasnoszary",1782,"KNX",1,"szt.",1,4011334001256,"EC001330","-",0.23,0.35,"KG","NIE"]
["75314021","KNX Ściemniacz uniwersalny 4-kanałowy 20-250 W/VA DMS, jasnoszary",2345,"KNX",1,"szt.",1,4011334345527,"EC001094","-",0.23,0.47499999999999998,"KG","NIE"]
["75336001","KNX Elektroniczny sterownik grzewczy 6-kanałowy, 24 V AC, n/t, szary",2975,"KNX",1,"szt.",1,4011334050940,"EC001586","-",0.23,1.875,"KG","NIE"]
["75441129","Q.1 Regulator temperatury z interfejsem uniwersalnym, z wbudowanym BCU, biały, aksamit",1280,"KNX",1,"szt.",1,4011334315605,"EC001101","-",0.23,0.13600000000000001,"KG","NIE"]
["75441159","S.1/B.3/B.7 Regulator temperatury z interfejsem uniwersalnym, z wbudowanym BCU, biały",1280,"KNX",1,"szt.",1,4011334289418,"EC001101","-",0.23,0.13400000000000001,"KG","NIE"]
["75441242","Arsys Regulator temperatury bez sterowania ręcznego z interfejsem uniwersalnym, z wbudowanym BCU, kremowy",1094,"KNX",1,"szt.",1,4011334289203,"EC001101","-",0.23,0.122,"KG","NIE"]
["75441259","S.1/B.3/B.7 Regulator temperatury bez sterowania ręcznego z interfejsem uniwersalnym, z wbudowanym BCU, biały",1100,"KNX",1,"szt.",1,4011334289258,"EC001101","-",0.23,0.11899999999999999,"KG","NIE"]
["75642001","KNX Interfejs uniwersalny2-krotny komfort p/t, jasnoszary",263,"KNX",1,"szt.",1,4011334259404,"EC000688","-",0.23,4.2000000000000003E-2,"KG","NIE"]
["75642060","R.1 Sensor dotykowy 2-krotny z regulatorem temperatury, biały, szkło",2427,"KNX",1,"szt.",1,4011334383697,"EC000672","-",0.23,0.34100000000000003,"KG","NIE"]
["75642155","R.3 Sensor dotykowy 2-krotny z reg. temp. konfigurowalny, czarny, szkło",2746,"KNX",1,"szt.",1,4011334381419,"EC000672","-",0.23,0.34100000000000003,"KG","NIE"]
["75643060","R.1 Sensor dotykowy 3-krotny z regulatorem temperatury, biały, szkło",2639,"BPR",1,"szt.",1,4011334383710,"EC000672","-",0.23,0.33900000000000002,"KG","NIE"]
["75643150","R.3 Sensor dotykowy 3-krotny z reg. temp. konfigurowalny, biały, szkło",2957,"KNX",1,"szt.",1,4011334383765,"EC000672","-",0.23,0.36,"KG","NIE"]
["75662773","K.5 Przycisk 2-krotny z regulatorem temperatury i wyświetlaczem",1120,"KNX",1,"szt.",1,4011334283454,"EC000672","-",0.23,0.16200000000000001,"KG","NIE"]
["75663592","B.IQ Przycisk 3-krotny z regulatorem temp. i wyświetlaczem, szkło czarne",1655,"KNX",1,"szt.",1,4011334372189,"EC001585","-",0.23,0.373,"KG","NIE"]
["75663693","B.IQ Przycisk IR 3-krotny z regulatorem temperatury i wyświetlaczem, stal szlachetna nierdzewna",1577,"KNX",1,"szt.",1,4011334257295,"EC000672","-",0.23,0.42,"KG","NIE"]
["75663780","S.1/B.3/B.7 Przycisk 3-krotny z regulatorem temperatury i wyświetlaczem, do ramek białych i kremowych",1335,"KNX",1,"szt.",1,4011334283461,"EC000672","-",0.23,0.192,"KG","NIE"]
["75664692","B.IQ Przycisk IR 4-krotny z regulatorem temp. i wyświetlaczem, szkło czarne",2307,"KNX",1,"szt.",1,4011334372226,"EC001585","-",0.23,0.41599999999999998,"KG","NIE"]
["75665592","B.IQ Przycisk 5-krotny z regulatorem temp. i wyświetlaczem, szkło czarne",2525,"KNX",1,"szt.",1,4011334372233,"EC001585","-",0.23,0.45600000000000002,"KG","NIE"]
["75665693","B.IQ Przycisk IR 5-krotny z regulatorem temperatury i wyświetlaczem, stal szlachetna nierdzewna",2281,"KNX",1,"szt.",1,4011334257417,"EC001585","-",0.23,0.62,"KG","NIE"]
["75665774","K.1 Przycisk 5-krotny z regulatorem temperatury i wyświetlaczem, alu",1698,"KNX",1,"szt.",1,4011334303619,"EC000672","-",0.23,0.19600000000000001,"KG","NIE"]
["75860042","Arsys Info-Display, kremowy",1167,"KNX",1,"szt.",1,4011334236481,"EC000677","-",0.23,7.0000000000000007E-2,"KG","NIE"]
["75860079","K.1 Info-Display, biały",1177,"KNX",1,"szt.",1,4011334268673,"EC000677","-",0.23,6.9000000000000006E-2,"KG","NIE"]
["75900021","KNX Puszka podtynkowa do Minitableau i Berker Master Control, szary",344,"KNX",1,"szt.",1,4011334218517,"EC001583","-",0.23,0.38,"KG","NIE"]
["75900053","KNX Czujnik natężenia oświetlenia n/t, szary",619,"KNX",1,"szt.",1,4011334214595,"EC000926","-",0.23,0.1,"KG","NIE"]
["75900073","KNX Adapter do zaworów grzejnikowych, ciemnoszary",7.7,"KNX",1,"szt.",1,4011334051756,"EC000792","-",0.23,0.01,"KG","NIE"]
["75900077","KNX Napęd zaworu grzejnikowego 24 V, biały",161,"KNX",1,"szt.",1,4011334289166,"EC001256","-",0.23,0.12,"KG","NIE"]
["75940104","BMC Ramka wierzchnia do Berker Master Control, szkło, alu, BMC",419,"KNX",1,"szt.",1,4011334326090,"EC001583","-",0.23,0.67,"KG","NIE"]
["75940283","B.7 Zaślepka portu magistralnego KNX, alu",48.5,"KNX",1,"szt.",1,4011334224846,"EC000018","-",0.23,0.03,"KG","NIE"]
["75940285","B.3/B.7 Zaślepka portu magistralnego KNX, antracyt",39.200000000000003,"KNX",1,"szt.",1,4011334224853,"EC000018","-",0.23,0.03,"KG","NIE"]
["75940489","S.1/B.3/B.7 Płytka centralna do przyłącza czujników, biały, mat/aksamit",19.2,"BPR",1,"szt.",1,4011334051015,"EC000011","-",0.23,2.1000000000000001E-2,"KG","NIE"]
["80040001","KNX e/s Port magistralny, podtynkowy",300,"KNX","-","szt.",1,3250617153362,"-","-",0.23,"-","-","-"]
["80040002","KNX easy serie 1930/R.classic Port magistralny, podtynkowy",300,"KNX","-","szt.",1,4011334449829,"-","-",0.23,"-","-","-"]
["80143326","KNX e/s Q.x Przycisk 3-krotny z polem opisowym, antracyt",318,"KNX","-","szt.",1,3250617153416,"-","-",0.23,"-","-","-"]
["80161776","KNX e/s K.x Przycisk 1-krotny z polem opisowym, antracyt",209,"KNX","-","szt.",1,3250617153492,"-","-",0.23,"-","-","-"]
["80161780","KNX e/s B.x Przycisk 1-krotny z polem opisowym, do kolorów: biały i kremowy",204,"KNX","-","szt.",1,3250617153508,"-","-",0.23,"-","-","-"]
["80162869","KNX e/s R.x/1930 Przycisk 2-krotny, biały, połysk",263,"KNX","-","szt.",1,3250617153614,"-","-",0.23,"-","-","-"]
["80164773","KNX e/s K.x Przycisk 4-krotny z polem opisowym, stal szlachetna",363,"KNX","-","szt.",1,3250617153690,"-","-",0.23,"-","-","-"]
["80164774","KNX e/s K.x Przycisk 4-krotny z polem opisowym, alu",358,"KNX","-","szt.",1,3250617153706,"-","-",0.23,"-","-","-"]
["80440100","KNX e/s Regulator temperatury z wyświetlaczem i portem magistralnym",790,"KNX","-","szt.",1,4011334415923,"-","-",0.23,"-","-","-"]
["80960175","KNX e/s K.x El. centralny do regulatora temperatury i pokojowego, antracyt, mat",39.5,"KNX","-","szt.",1,4011334416371,"-","-",0.23,"-","-","-"]
["80960185","KNX e/s B.x El. centralny do regulatora temp. i pokojowego, antracyt mat, lakier",39.5,"KNX","-","szt.",1,4011334415992,"-","-",0.23,"-","-","-"]
["80960279","KNX easy K.1/K.5 Klawisz z soczewką do modułu przycisku 1-krotnego, biały, połysk",23.8,"KNX","-","szt.",1,3250617152785,"-","-",0.23,"-","-","-"]
["80960329","KNX easy Q.1/Q.3 Klawisze z soczewką do modułu przycisku 2-krotnego, biały, aksamit",26.3,"KNX","-","szt.",1,3250617152884,"-","-",0.23,"-","-","-"]
["80960382","KNX easy B.Kwadrat/B.3/B.7 Klawisze z soczewką do modułu przycisku 2-krotnego, kremowy, połysk",26.3,"KNX","-","szt.",1,3250617152938,"-","-",0.23,"-","-","-"]
["80960429","KNX easy Q.1/Q.3 Płytka czołowa do modułu czujnika ruchu KNX, biały, aksamit",23.6,"KNX","-","szt.",1,3250617154611,"-","-",0.23,"-","-","-"]
["80960479","KNX easy K.1/K.5 Płytka czołowa do modułu czujnika ruchu KNX, biały, połysk",37.4,"KNX","-","szt.",1,3250617154734,"-","-",0.23,"-","-","-"]
["85121101","R.classic/Serie 1930/Glas Elektroniczny sterownik załączający pojedynczy, mechanizm Berker.Net, zaciski śrubowe",209,"BER",1,"szt.",1,4011334438229,"EC001588","-",0.23,7.1999999999999995E-2,"KG","NIE"]
["85141131","R.1/R.3/R.classic/Serie 1930/Glas Przycisk 1-krotny do ściemniaczy przyciskowych i sterowników załączających Berker.Net, czarny, połysk",113,"BPR",1,"szt.",1,4011334368502,"EC000205","-",0.23,4.9000000000000002E-2,"KG","TAK"]
["85141179","K.1 Przycisk 1-krotny do ściemniaczy przyciskowych, sterowników załączających i mechanizmów sterujących Berker.Net, biały, połysk",111,"BPR",1,"szt.",1,4011334368441,"EC000205","-",0.23,4.9000000000000002E-2,"KG","TAK"]
["85142126","Q.1/Q.3 Przycisk 2-krotny do ściemniaczy przyciskowych i sterowników załączających Berker.Net, antracyt, aksamit lakierowany",117,"BPR",1,"szt.",1,4011334382461,"EC000205","-",0.23,4.9000000000000002E-2,"KG","NIE"]
["85142182","B.Kwadrat/S.1 Przycisk 2-krotny do ściemniacza przyciskowego i sterownika załączającego Berker.Net, krem, połysk",114,"BPR",1,"szt.",1,4011334368519,"EC000205","-",0.23,4.9000000000000002E-2,"KG","NIE"]
["85145124","Q.1/Q.3 KNX RF quicklink przycisk 1-krotny do ściemniaczy przyciskowych, sterowników załączających, mechanizmów sterujących i zasilających Berker.Net, alu aksamit, lakierowany",442,"BER",1,"szt.",1,4011334443551,"EC002253","-",0.23,6.9000000000000006E-2,"KG","NIE"]
["85145179","K.1 KNX RF quicklink przycisk 1-krotny do ściemniaczy przyciskowych, sterowników załączających, mechanizmów zasilajacych i sterujących Berker.Net, biały, połysk",443,"BPR",1,"szt.",1,4011334368861,"EC002253","-",0.23,4.5999999999999999E-2,"KG","NIE"]
["85145189","B.Kwadrat/S.1/B.3/B.7 KNX RF quicklink Przycisk 1-krotny do ściemniacza przyciskowego, sterownika załączającego, mechanizmu sterującego i mechanizmu zasilającego Berker.Net, biały, połysk",441,"BPR",1,"szt.",1,4011334368731,"EC002253","-",0.23,6.9000000000000006E-2,"KG","NIE"]
["85146175","K.1 KNX RF quicklink przycisk 2-krotny do ściemniaczy przyciskowych, sterowników załączajacych i mechanizmów zasilających Berker.Net, antracyt, mat",553,"BPR",1,"szt.",1,4011334369080,"EC002253","-",0.23,4.5999999999999999E-2,"KG","NIE"]
["85221100","one.platform Sterownik żaluzjowy komfort, mechanizm Berker.Net, zaciski śrubowe",219,"BPR",1,"szt.",1,4011334375906,"EC000615","-",0.23,7.0000000000000007E-2,"KG","TAK"]
["85241139","R.1/R.3/R.classic/Serie 1930/Glas Przycisk żaluzjowy komfort do sterowników żaluzjowych Berker.Net, biały, połysk",287,"BPR",1,"szt.",1,4011334371168,"EC000615","-",0.23,4.9000000000000002E-2,"KG","NIE"]
["85241188","S.1/B.3/B.7 Przycisk żaluzjowy komfort do sterownika żaluzjowego Berker.Net, biały, mat",234,"BPR",1,"szt.",1,4011334370994,"EC000615","-",0.23,4.9000000000000002E-2,"KG","NIE"]
["85245175","K.1 KNX RF quicklink przycisk żaluzjowy do sterownika żaluzjowego i mechanizmu załaczającego Berker.Net, antracyt, mat",496,"BPR",1,"szt.",1,4011334371335,"EC002253","-",0.23,6.7000000000000004E-2,"KG","NIE"]
["85245183","B.Kwadrat/B.7 KNX RF quicklink Przycisk żaluzjowy do sterownika żaluzjowego i mechanizmu zasilającego Berker.Net, alu, mat",511,"BPR",1,"szt.",1,4011334371229,"EC002253","-",0.23,6.7000000000000004E-2,"KG","NIE"]
["85341131","R.1/R.3/R.classic/Serie 1930/Glas Nasadka czujnika ruchu 1,1 m Berker.Net, czarny, połysk",267,"BPR",1,"szt.",1,4011334373926,"EC000138","-",0.23,6.8000000000000005E-2,"KG","NIE"]
["85341179","K.1 Nasadka czujnika ruchu 1,1 m Berker.Net, biały, połysk",234,"BPR",1,"szt.",1,4011334373759,"EC000138","-",0.23,6.5000000000000002E-2,"KG","NIE"]
["85341229","Q.1/Q.3 Nasadka IR czujnika ruchu komfort 1,1 m Berker.Net, biały, aksamit",375,"BPR",1,"szt.",1,4011334373919,"EC000138","-",0.23,6.7000000000000004E-2,"KG","TAK"]
["85341283","B.Kwadrat/B.7 Nasadka IR czujnika ruchu komfort 1,1 m Berker.Net, alu, mat",398,"BPR",1,"szt.",1,4011334373681,"EC000138","-",0.23,6.7000000000000004E-2,"KG","NIE"]
["85342124","Q.1/Q.3 Nasadka czujnika ruchu 2,2 m Berker.Net, alu aksamit, lakierowany",258,"BER",1,"szt.",1,4011334443612,"EC000138","-",0.23,6.7000000000000004E-2,"KG","NIE"]
["85342179","K.1 Nasadka czujnika ruchu 2,2 m Berker.Net, biały, połysk",229,"BPR",1,"szt.",1,4011334374169,"EC000138","-",0.23,6.5000000000000002E-2,"KG","NIE"]
["85342189","B.Kwadrat/S.1/B.3/B.7 Nasadka czujnika ruchu 2,2 m Berker.Net, biały, połysk",234,"BPR",1,"szt.",1,4011334373971,"EC000138","-",0.23,6.7000000000000004E-2,"KG","NIE"]
["85342277","K.5 Nasadka IR czujnika ruchu komfort 2,2 m Berker.Net, alu, lakierowany",400,"BPR",1,"szt.",1,4011334383079,"EC000138","-",0.23,6.9000000000000006E-2,"KG","NIE"]
["85345126","Q.1/Q.3 KNX RF quicklink nasadka czujnika ruchu komfort 1,1 m Berker.Net, antracyt, aksamit lakierowany",541,"BPR",1,"szt.",1,4011334382638,"EC001582","-",0.23,6.7000000000000004E-2,"KG","NIE"]
["85345175","K.1 KNX RF quicklink nasadka czujnika ruchu komfort 1,1 m Berker.Net, antracyt, mat",543,"BPR",1,"szt.",1,4011334374527,"EC001582","-",0.23,6.7000000000000004E-2,"KG","NIE"]
["85346126","Q.1/Q.3 KNX RF quicklink nasadka czujnika ruchu komfort 2,2 m Berker.Net, antracyt, aksamit lakierowany",541,"BPR",1,"szt.",1,4011334383109,"EC001582","-",0.23,6.7000000000000004E-2,"KG","NIE"]
["85346177","K.5 KNX RF quicklink nasadka czujnika ruchu komfort 2,2 m Berker.Net, alu, lakierowany",557,"BPR",1,"szt.",1,4011334383093,"EC001582","-",0.23,6.7000000000000004E-2,"KG","NIE"]
["85346188","S.1/B.3/B.7 KNX RF quicklink czujnik ruchu komfort 2,2 m Berker.Net, biały, mat",526,"BPR",1,"szt.",1,4011334374619,"EC001582","-",0.23,6.5000000000000002E-2,"KG","NIE"]
["85422101","R.classic/Serie 1930/Glas KNX RF Uniwersalny ściemniacz przyciskowy 2-krotny, mechanizm Berker.Net, zaciski śrubowe",478,"BER",1,"szt.",1,4011334458203,"EC000025","-",0.23,0.10299999999999999,"KG","NIE"]
["85648185","B.Kwadrat/S.1/B.3/B.7 KNX RF quicklink Przycisk 4-krotny do ściemniacza przyciskowego, sterownika załączającego, mechanizmu sterującego i mechanizmu zasilającego Berker.Net, antracyt, mat",640,"BPR",1,"szt.",1,4011334381655,"EC002253","-",0.23,5.5E-2,"KG","NIE"]
["85648189","B.Kwadrat/S.1/B.3/B.7 KNX RF quicklink Przycisk 4-krotny do ściemniacza przyciskowego, sterownika załączającego, mechanizmu sterującego i mechanizmu zasilającego Berker.Net, biały, połysk",625,"BPR",1,"szt.",1,4011334381631,"EC002253","-",0.23,5.5E-2,"KG","NIE"]
["85655188","S.1/B.3/B.7 KNX RF przycisk 1-krotny płaski z baterią słoneczną Berker.Net, biały, mat",443,"BPR",1,"szt.",1,4011334369387,"EC001587","-",0.23,5.5E-2,"KG","NIE"]
["85655285","B.Kwadrat/S.1/B.3/B.7 KNX RF quicklink przycisk 1-krotny płaski Berker.Net, antracyt, mat",482,"BPR",1,"szt.",1,4011334370420,"EC001587","-",0.23,5.5E-2,"KG","NIE"]
["85655288","S.1/B.3/B.7 KNX RF quicklink przycisk 1-krotny płaski Berker.Net, biały, mat",454,"BPR",1,"szt.",1,4011334370413,"EC001587","-",0.23,5.5E-2,"KG","NIE"]
["85656189","B.Kwadrat/S.1/B.3/B.7 KNX RF przycisk 2-krotny płaski z baterią słoneczną Berker.Net, biały, połysk",537,"BPR",1,"szt.",1,4011334369622,"EC001587","-",0.23,5.5E-2,"KG","NIE"]
["85656275","K.1 KNX RF quicklink przycisk radiowy 2-krotny płaski Berker.Net, antracyt, mat",554,"BPR",1,"szt.",1,4011334370758,"EC001587","-",0.23,6.5000000000000002E-2,"KG","NIE"]
["85656288","S.1/B.3/B.7 KNX RF quicklink przycisk 2-krotny płaski Berker.Net, biały, mat",537,"BPR",1,"szt.",1,4011334370628,"EC001587","-",0.23,5.5E-2,"KG","NIE"]
["85741183","B.Kwadrat/B.7 Żaluzjowy łącznik czasowy z wyświetlaczem do sterownika żaluzjowego Berker.Net, alu, mat",538,"BPR",1,"szt.",1,4011334375074,"EC000615","-",0.23,6.7000000000000004E-2,"KG","NIE"]
["85745139","R.1/R.3/R.classic/Serie 1930/Glas KNX RF quicklink żaluzjowy łącznik czasowy do sterowników żaluzjowych i mechanizmów załączajacych Berker.Net, biały, połysk",692,"BPR",1,"szt.",1,4011334375708,"EC000689","-",0.23,7.3999999999999996E-2,"KG","NIE"]
["85745173","K.5 KNX RF quicklink żaluzjowy łącznik czasowy do sterownika żaluzjowego i mechanizmu załączającego Berker.Net, stal, lakierowany",653,"BPR",1,"szt.",1,4011334375630,"EC000689","-",0.23,6.7000000000000004E-2,"KG","NIE"]
["85745231","R.1/R.3/R.classic/Serie 1930/Glas KNX RF quicklink łącznik czasowy Berker.Net, czarny, połysk",692,"BPR",1,"szt.",1,4011334375593,"EC000689","-",0.23,7.3999999999999996E-2,"KG","NIE"]
["85745283","B.Kwadrat/B.7 KNX RF quicklink Łącznik czasowy do sterowników załączających i mechanizm zasilających Berker.Net, alu, mat",665,"BPR",1,"szt.",1,4011334375340,"EC000689","-",0.23,6.5000000000000002E-2,"KG","NIE"]
["94983002","Akcesoria osprzęt Pola opisowe - papierowe, A4, biały",13.9,"BPR",1,"szt.",1,4011334328346,"EC000141","-",0.23,2.8000000000000001E-2,"KG","NIE"]
["819772504","Integro Ramka 1-krotna z polem opisowym i soczewką, dół prawa, pomarańczowy, połysk",25.9,"BPR",1,"szt.",200,4011334304463,"EC000007","-",0.23,0.01,"KG","NIE"]
["841852526","Integro Flow Gniazdo SCHUKO 45°, mechanizm, szary, mat",14.5,"BPR",1,"szt.",200,4011334241836,"EC000125","-",0.23,3.3000000000000002E-2,"KG","NIE"]
["845582510","Integro Flow Płytka nośna 2-krotna do modułów BTR-/E-DAT, czarny, połysk",19.3,"BPR",1,"szt.",100,4011334335627,"EC000018","-",0.23,1.0999999999999999E-2,"KG","NIE"]
["845712509","Integro Flow Gniazdo zasilania 12 V, mechanizm, biały, połysk",33.6,"BPR",1,"szt.",200,4011334322887,"EC000125","-",0.23,0.03,"KG","NIE"]
["862542510","Integro Flow Gniazdo z uziemieniem \"USA/CANADA\" NEMA 6-20 R, mechanizm, czarny, połysk",229,"BPR",1,"szt.",200,4011334351085,"EC000125","-",0.23,4.5999999999999999E-2,"KG","NIE"]
["911512509","Integro Flow Puszka natynkowa 1-krotna wysoka, biały, połysk",20.8,"BPR",1,"szt.",10,4011334239567,"EC000080","-",0.23,4.2999999999999997E-2,"KG","TAK"]
["911522529","Integro Flow Puszka natynkowa 1-krotna płaska, biały, połysk",14.7,"BPR",1,"szt.",10,4011334239604,"EC000080","-",0.23,2.1999999999999999E-2,"KG","NIE"]
["911522569","Integro Flow Puszka natynkowa 1-krotna płaska, biały, połysk",14.7,"BPR",1,"szt.",10,4011334239642,"EC000080","-",0.23,2.7E-2,"KG","NIE"]
["918192507","Integro Flow Ramka 3-krotna, szary, połysk",14.5,"BPR",1,"szt.",2,4011334239659,"EC000007","-",0.23,2.5000000000000001E-2,"KG","NIE"]
["918192568","Integro Flow Ramka 3-krotna, chrom, mat",59.5,"BPR",1,"szt.",2,4011334254218,"EC000007","-",0.23,3.5000000000000003E-2,"KG","NIE"]
["918252510","Integro Flow Natynkowy pierścień dystansowy, czarny, połysk",4.5,"BPR",1,"szt.",10,4011334336136,"EC000080","-",0.23,1.2E-2,"KG","NIE"]
["918262510","Integro Flow Ramka 2-krotna, czarny, połysk",11.1,"BPR",1,"szt.",2,4011334338192,"EC000007","-",0.23,2.1999999999999999E-2,"KG","NIE"]
["918262524","Integro Flow Ramka 2-krotna, stal szlachetna, lakierowany",48.2,"BPR",1,"szt.",2,4011334334583,"EC000007","-",0.23,2.1999999999999999E-2,"KG","NIE"]
["918272507","Integro Flow Ramka 1-krotna, szary, połysk",4.7,"BPR",1,"szt.",10,4011334239451,"EC000007","-",0.23,8.0000000000000002E-3,"KG","TAK"]
["918272538","Integro Ramka 1-krotna, złoty, połysk",73.5,"BPR",1,"szt.",10,4011334239499,"EC000007","-",0.23,8.9999999999999993E-3,"KG","NIE"]
["918272580","Integro Ramka 1-krotna, stary mosiądz, szczotkowany",103,"BPR",1,"szt.",10,4011334239529,"EC000007","-",0.23,0.01,"KG","NIE"]
["918282509","Integro Flow Ramka 1-krotna z pokrywą, biały, połysk",11.3,"BPR",1,"szt.",10,4011334239802,"EC000007","-",0.23,2.1999999999999999E-2,"KG","TAK"]
["918282538","Integro Ramka 1-krotna z pokrywą, złoty, połysk",123,"BPR",1,"szt.",10,4011334239833,"EC000007","-",0.23,2.3E-2,"KG","NIE"]
["918282576","Integro Ramka 1-krotna z pokrywą, czerwony, połysk",22.4,"BPR",1,"szt.",10,4011334292807,"EC000007","-",0.23,0.02,"KG","NIE"]
["918282597","Integro Flow Ramka z pokrywą z nadrukiem \"IP44\", szary, połysk",13.1,"BPR",1,"szt.",10,4011334239925,"EC000007","-",0.23,2.1000000000000001E-2,"KG","TAK"]
["919712509","Integro Ramka 1-krotna dla aparatów Truma, biały, połysk",10.8,"BPR",1,"szt.",10,4011334244066,"-","-",0.23,8.0000000000000002E-3,"KG","NIE"]
["919752510","Integro Ramka 1-krotna, czarny, połysk",5.0999999999999996,"BPR",1,"szt.",10,4011334336051,"EC000007","-",0.23,1.0999999999999999E-2,"KG","NIE"]
["919762510","Integro Ramka 2-krotna, czarny, połysk",12.3,"BPR",1,"szt.",2,4011334336099,"EC000007","-",0.23,2.3E-2,"KG","NIE"]
["919762558","Integro Ramka 2-krotna, nikiel, mat",128,"BPR",1,"szt.",2,4011334305958,"EC000007","-",0.23,2.3E-2,"KG","NIE"]
["919882502","Integro Flow Ramka 1-krotna z pokrywą i polem opisowym, biały, połysk",19.100000000000001,"BPR",1,"szt.",10,4011334154020,"EC000007","-",0.23,1.2E-2,"KG","TAK"]
["926012505","Integro Gniazdo USB ładowania 12 V, antracyt, mat mechanizm",153,"BPR",1,"szt.",1,4011334340515,"EC001781","-",0.23,4.5999999999999999E-2,"KG","NIE"]
["928712577","Integro Flow Ściemniacz obrotowy z pokrętłem regulacyjnym i ramką, szary, połysk",334,"BPR",1,"szt.",1,4011334250425,"EC000025","-",0.23,0.15,"KG","NIE"]
["928762524","Integro Flow Ściemniacz obrotowy z pokrętłem, 12V DC, stal szlachetna, lakierowany",568,"BPR",1,"szt.",1,4011334336709,"EC000025","-",0.23,6.3E-2,"KG","NIE"]
["928912509","Integro Flow Elektroniczny potencjometr obrotowy 1-10 V z pokrętłem regulacyjnym, biały, połysk",297,"BPR",1,"szt.",10,4011334265214,"EC000534","-",0.23,1.0999999999999999E-2,"KG","NIE"]
["936512507","Integro Łącznik klawiszowy, 1-biegunowy, szary, połysk",25,"BPR",1,"szt.",10,4011334239970,"EC001590","-",0.23,3.7999999999999999E-2,"KG","NIE"]
["936522505","Integro Flow Łącznik klawiszowy, 2-biegunowy, antracyt, mat",46.4,"BPR",1,"szt.",10,4011334240020,"EC001590","-",0.23,3.9E-2,"KG","NIE"]
["936522524","Integro Flow Łącznik klawiszowy, 2-biegunowy, stal szlachetna, lakierowany",83,"BPR",1,"szt.",10,4011334334651,"EC001590","-",0.23,3.9E-2,"KG","NIE"]
["936532509","Integro Flow Łącznik żaluzjowy wieloklawiszowy przyciskowy, z nadrukiem symbolu \"Strzałka\", biały, połysk",41.9,"BPR",1,"szt.",10,4011334337263,"EC000044","-",0.23,4.1000000000000002E-2,"KG","NIE"]
["936552507","Integro Flow Łącznik wieloklawiszowy, seryjny, szary, połysk",39.1,"BPR",1,"szt.",10,4011334240440,"EC001590","-",0.23,4.1000000000000002E-2,"KG","NIE"]
["936552528","Integro Łącznik wieloklawiszowy, seryjny, chrom, mat",84,"BPR",1,"szt.",10,4011334240471,"EC001590","-",0.23,4.2000000000000003E-2,"KG","NIE"]
["936562505","Integro Flow Łącznik klawiszowy, uniwersalny, antracyt, mat",25,"BPR",1,"szt.",10,4011334240099,"EC001590","-",0.23,3.6999999999999998E-2,"KG","TAK"]
["936562580","Integro Łącznik klawiszowy, uniwersalny, stary mosiądz, szczotkowany",179,"BPR",1,"szt.",10,4011334240150,"EC001590","-",0.23,3.9E-2,"KG","NIE"]
["936572501","Integro Flow Łącznik klawiszowy krzyżowy, brązowy, mat",46.4,"BPR",1,"szt.",10,4011334240167,"EC001590","-",0.23,3.9E-2,"KG","NIE"]
["936712505","Integro Flow Łącznik klawiszowy przyciskowy, zwierny, antracyt, mat",25.5,"BPR",1,"szt.",10,4011334240327,"EC000029","-",0.23,3.4000000000000002E-2,"KG","NIE"]
["936752501","Integro Flow Łącznik wieloklawiszowy przyciskowy, brązowy, mat",41.1,"BPR",1,"szt.",10,4011334240358,"EC000029","-",0.23,4.1000000000000002E-2,"KG","NIE"]
["936752505","Integro Flow Łącznik wieloklawiszowy przyciskowy, antracyt, mat",41.1,"BPR",1,"szt.",10,4011334240365,"EC000029","-",0.23,4.1000000000000002E-2,"KG","NIE"]
["936962505","Integro Łącznik przyciskowy odwracający polaryzację z nadrukiem markizy i strzałek, antracyt, mat",76.5,"BPR",1,"szt.",10,4011334293217,"EC000029","-",0.23,3.2000000000000001E-2,"KG","NIE"]
["936992505","Integro Łącznik przyciskowy odwracający polaryzację z nadrukiem stopni i strzałek, antracyt, mat",39.1,"BPR",1,"szt.",10,4011334242284,"EC000029","-",0.23,3.2000000000000001E-2,"KG","NIE"]
["936992509","Integro Łącznik przyciskowy odwracający polaryzację z nadrukiem stopni i strzałek, biały, połysk",39.1,"BPR",1,"szt.",10,4011334242307,"EC000029","-",0.23,3.3000000000000002E-2,"KG","NIE"]
["937522545","Integro Łącznik klawiszowy kontrolny z czerwoną soczewką, 2-biegunowy, czarny granit, mat",82,"BPR",1,"szt.",10,4011334336228,"-","-",0.23,3.9E-2,"KG","NIE"]
["937722509","Integro Flow Łącznik klawiszowy przyciskowy podświetlany z czerwoną soczewką, biały, połysk",75.5,"BPR",1,"szt.",10,4011334240303,"EC000029","-",0.23,0.04,"KG","NIE"]
["941852501","Integro Flow Gniazdo SCHUKO, brązowy, mat",14.5,"BPR",1,"szt.",10,4011334240433,"EC000125","-",0.23,4.3999999999999997E-2,"KG","NIE"]
["945092502","Integro Łącznik do urządzeń \"USA/CANADA\" 2-biegunowy, biały, mat, mechanizm",52.5,"BPR",1,"szt.",10,4011334251880,"EC001590","-",0.23,0.04,"KG","NIE"]
["945112511","Integro Flow Gniazdo przyłaczeniowe anteny TV, brązowy, mat",32.9,"BPR",1,"szt.",10,4011334241164,"EC000439","-",0.23,2.1000000000000001E-2,"KG","NIE"]
["945162525","Integro Płytka nośna do bezpieczników, antracyt, mat",62.5,"BPR",1,"szt.",10,4011334241317,"EC000036","-",0.23,2.5000000000000001E-2,"KG","NIE"]
["945192505","Integro Flow Gniazdo przyłączeniowe anteny SAT, antracyt, mat",47.7,"BPR",1,"szt.",10,4011334241140,"EC000439","-",0.23,2.1000000000000001E-2,"KG","NIE"]
["945602501","Integro Flow Gniazdo antenowe Radio/SAT z obudową nieekranowaną, brązowy, mat",54,"BPR",1,"szt.",10,4011334241201,"EC000439","-",0.23,3.4000000000000002E-2,"KG","NIE"]
["945702505","Integro Gniazdo zasilające 24V, samochodowe, antracyt, mat mechanizm",46.4,"BPR",1,"szt.",10,4011334242420,"EC000125","-",0.23,3.6999999999999998E-2,"KG","NIE"]
["947132504","Integro Gniazdo SCHUKO 45° z dioda kontrolną, SNAP-IN 2 mm, pomarańczowy, mat mechanizm",42.2,"BPR",1,"szt.",200,4011334156215,"EC000125","-",0.23,3.3000000000000002E-2,"KG","NIE"]
["947782501","Integro Flow Gniazdo SCHUKO, brązowy, mat",14.5,"BPR",1,"szt.",10,4011334051435,"EC000125","-",0.23,3.5000000000000003E-2,"KG","TAK"]
["947792505","Integro Flow Gniazdo SCHUKO z podwyższona ochroną styków, antracyt, mat",19.100000000000001,"BPR",1,"szt.",10,4011334051541,"EC000125","-",0.23,3.5999999999999997E-2,"KG","NIE"]
["961852505","Integro Flow Gniazdo z uziemieniem, antracyt, mat",18.100000000000001,"BPR",1,"szt.",10,4011334240631,"EC000125","-",0.23,4.1000000000000002E-2,"KG","TAK"]
["961942506","Integro Flow Gniazdo bez uziemieniaz podwyższona ochroną styków, szary, mat",19.100000000000001,"BPR",1,"szt.",10,4011334240808,"EC000125","-",0.23,3.9E-2,"KG","NIE"]
["962492506","Integro Flow Gniazdo z uziemieniem \"Szwajcaria\" typ 13, szary, mat",33.200000000000003,"BPR",1,"szt.",10,4011334240761,"EC000125","-",0.23,4.7E-2,"KG","NIE"]
["962562506","Integro Flow Gniazdo z uziemieniem \"Australia\", szary",84,"BPR",1,"szt.",10,4011334240952,"EC000125","-",0.23,4.2999999999999997E-2,"KG","NIE"]
["962572506","Integro Flow Gniazdo bez uziemienia \"Standard Euro-Amerykański\", szary, mat",33.5,"BPR",1,"szt.",10,4011334285106,"EC000125","-",0.23,3.9E-2,"KG","NIE"]
["962622501","Integro Flow Gniazdo z uziemieniem \"Standard brytyjski\" z podwyższona ochroną styków, brązowy, mat",28.1,"BPR",1,"szt.",10,4011334256793,"EC000125","-",0.23,5.5E-2,"KG","NIE"]
["962632502","Integro Flow Gniazdo z uziemieniem, USA/KANADA, NEMA 5-15R, biały, mat","Cena na zapytanie","BER",1,"szt.",10,4011334383031,"-","-",0.23,5.0999999999999997E-2,"KG","NIE"]
["3313076084","Q.1/Q.3 Płytka czołowa do gniazda z uziemieniem standard Brytyjski, alu aksamit, lakierowany",49.2,"BER",1,"szt.",10,4011334443735,"EC002649","-",0.23,0.01,"KG","NIE"]
["3315321404","B.Kwadrat/B.7 Gniazdo 3xCinch / S-Video, alu, mat",294,"BPR",1,"szt.",10,4011334330042,"EC000018","-",0.23,9.1999999999999998E-2,"KG","NIE"]
["3315326084","Q.1/Q.3 Gniazdo 3xCinch / S-Video, alu aksamit, lakierowany",295,"BER",1,"szt.",10,4011334443742,"EC000018","-",0.23,9.4E-2,"KG","NIE"]
["3315328989","B.Kwadrat/S.1/B.3/B.7 Gniazdo 3xCinch / S-Video, biały, połysk",266,"BPR",1,"szt.",10,4011334341567,"EC000018","27.33.13.0",0.23,9.1999999999999998E-2,"KG","TAK"]
["3315391404","B.Kwadrat/B.7 Gniazdo USB / 3,5 mm Audio, alu, mat",199,"BPR",1,"szt.",10,4011334330165,"EC000018","-",0.23,7.3999999999999996E-2,"KG","NIE"]
["3315397003","K.5 Gniazdo USB/3.5 mm audio alu",213,"BPR",1,"szt.",10,4011334378334,"EC000018","-",0.23,7.8E-2,"KG","NIE"]
["3315401404","B.Kwadrat/B.7 Gniazdo VGA, alu, mat",158,"BPR",1,"szt.",10,4011334330288,"EC000018","-",0.23,6.6000000000000003E-2,"KG","NIE"]
["3315401909","S.1/B.3/B.7 Gniazdo VGA, biały, mat",134,"BPR",1,"szt.",10,4011334330264,"EC000018","-",0.23,6.6000000000000003E-2,"KG","NIE"]
["3315407006","K.1 Gniazdo VGA, antracyt, mat",147,"BPR",1,"szt.",10,4011334330325,"EC000018","-",0.23,6.8000000000000005E-2,"KG","NIE"]
["3315411404","B.Kwadrat/B.7 Gniazdo VGA zaciski śrubowe, alu, mat",155,"BPR",1,"szt.",10,4011334330400,"EC000018","-",0.23,6.6000000000000003E-2,"KG","NIE"]
["3315416084","Q.1/Q.3 Gniazdo VGA zaciski śrubowe, alu aksamit, lakierowany",195,"BER",1,"szt.",10,4011334443773,"EC000018","-",0.23,7.1999999999999995E-2,"KG","NIE"]
["3315419011","Arsys Gniazdo VGA z zaciskami śrubowymi, jasny brąz, lakierowany",154,"BPR",1,"szt.",10,4011334330486,"EC000018","-",0.23,7.2999999999999995E-2,"KG","NIE"]
["3315420069","Arsys Gniazdo HDMI, biały, połysk",307,"BPR",1,"szt.",1,4011334330592,"EC000018","-",0.23,6.7000000000000004E-2,"KG","NIE"]
["3315426089","Q.1 Gniazdo HDMI, biały, aksamit",303,"BPR",1,"szt.",10,4011334341734,"EC000018","-",0.23,6.6000000000000003E-2,"KG","TAK"]
["3315429011","Arsys Gniazdo HDMI, jasny brąz, lakierowany",328,"BPR",1,"szt.",1,4011334330608,"EC000018","-",0.23,6.7000000000000004E-2,"KG","NIE"]
["3315431909","S.1/B.3/B.7 Gniazdo HDMI z przyłączem 90°, biały, mat",310,"BPR",1,"szt.",10,4011334330622,"EC000018","-",0.23,7.0999999999999994E-2,"KG","NIE"]
["3315438982","B.Kwadrat/S.1 Gniazdo HDMI z przyłączem 90°, kremowy, połysk",303,"BPR",1,"szt.",10,4011334341819,"EC000018","27.33.13.0",0.23,7.0999999999999994E-2,"KG","NIE"]
["3961038994","B.Kwadrat/B.7 Płytka czołowa do gniazda bez uziemienia, alu mat",11.5,"BER",1,"szt.",10,4011334456193,"-","-",0.23,2.5000000000000001E-2,"KG","TAK"]
["3961140101","Arsys Płytka czołowa do gniazda bez uziemienia, jasny brąz, metal",41.3,"BPR",1,"szt.",10,4011334456421,"-","-",0.23,3.6999999999999998E-2,"KG","TAK"]
["3963808992","B.Kwadrat Płytka czołowa do gniazda z uziemieniem, kremowy, połysk",6.6,"BER",1,"szt.",10,4011334456223,"-","-",0.23,2.8000000000000001E-2,"KG","TAK"]
["3965750069","Arsys Płytka czołowa do gniazda z uziemieniem z przysłonami styków, biały",23.2,"BPR",1,"szt.",10,4011334456711,"-","-",0.23,3.4000000000000002E-2,"KG","TAK"]
["3965757006","K.1 Płytka czołowa z przysłonami styków do gniazda z uziemieniem antracyt mat, lakierowany",26.3,"BPR",1,"szt.",10,4011334456742,"-","-",0.23,2.8000000000000001E-2,"KG","TAK"]
["3965762045","R.1/R.3 Płytka czołowa z przysłonami styków do gniazda z uziemieniem, czarny, połysk",28.5,"BPR",1,"szt.",10,4011334456810,"-","-",0.23,2.4E-2,"KG","TAK"]
["3965768963","B.Kwadrat/S.1/B.3/B.7 Płytka czołowa z przysłonami styków do gniazda z uziemieniem zielony, połysk",31.8,"BER",1,"szt.",10,4011334456896,"-","-",0.23,3.1E-2,"KG","TAK"]
["3965768992","B.Kwadrat Płytka czołowa z przysłonami styków do gniazda z uziemieniem kremowy, połysk",8.6999999999999993,"BER",1,"szt.",10,4011334456278,"-","-",0.23,2.9000000000000001E-2,"KG","TAK"]
["3965832089","R.1/R.3 Płytka czołowa do gniazda z uziemieniem i pokrywą biały, połysk",48,"BPR",1,"szt.",10,4011334456995,"-","-",0.23,3.1E-2,"KG","TAK"]
["3965836089","Q.1/Q.3 Płytka czołowa z przysłonami styków do gniazda z uziemieniem, z pokrywą, biały, aksamit",22.2,"BPR",1,"szt.",10,4011334457015,"-","-",0.23,3.4000000000000002E-2,"KG","TAK"]
["3965898992","B.Kwadrat Płytka czołowa do gniazda z uziemieniem z pokrywą, kremowy, połysk",16.2,"BER",1,"szt.",10,4011334460084,"-","-",0.23,0.03,"KG","TAK"]
["3967157006","K.1 Płytka czołowa do gniazda bez uziemienia, antracyt mat, lakierowany",15.3,"BPR",1,"szt.",10,4011334456599,"-","-",0.23,2.8000000000000001E-2,"KG","TAK"]
["5310118989","B.Kwadrat Ramka 1-krotna, biały, połysk",4.3,"BER",1,"szt.",10,5907561849473,"-","-",0.23,2.1000000000000001E-2,"KG","TAK"]
["5310118994","B.Kwadrat Ramka 1-krotna, alu mat, lakierowany",11.5,"BER",1,"szt.",1,4011334471363,"-","-",0.23,"-","-","NIE"]
["5310128996","B.Kwadrat Ramka 2-krotna, antracyt, mat",18.3,"BER",1,"szt.",1,4011334471394,"-","-",0.23,"-","-","NIE"]
["5310148996","B.Kwadrat Ramka 4-krotna, antracyt, mat",34.1,"BER",1,"szt.",1,4011334471431,"-","-",0.23,"-","-","NIE"]
["5310158994","B.Kwadrat Ramka 5-krotna, alu mat, lakierowany",60.5,"BER",1,"szt.",1,4011334471448,"-","-",0.23,"-","-","NIE"]
["5310338982","B.Kwadrat Płytka czołowa do gniazda głośnikowego i gniazda ładowania USB, kremowy, połysk",12,"BER",1,"szt.",10,5907561849961,"-","-",0.23,1.2E-2,"KG","TAK"]
["5310808982","B.Kwadrat Płytka czołowa z pokrętłem do łącznika żaluzjowego obrotowego, kremowy, połysk",15.6,"BER",1,"szt.",1,5907561850691,"-","-",0.23,2.1000000000000001E-2,"KG","TAK"]
["5311988982","B.Kwadrat Płytka czołowa do sygnalizatora świetlnego E14, kremowy, połysk",8.4,"BER",1,"szt.",1,5907561847714,"-","-",0.23,1.6E-2,"KG","NIE"]
["5314098982","B.Kwadrat Płytka czołowa do gniazda przyłączeniowego UAE podwójnego komputerowego i telefonicznego, kremowy, połysk",8.4,"BER",1,"szt.",10,5907561851605,"-","-",0.23,1.4999999999999999E-2,"KG","TAK"]
["5316238992","B.Kwadrat Klawisze do łączników 2-klawiszowych, kremowy, połysk",7.6,"BER",1,"szt.",10,4011334455943,"-","-",0.23,2.3E-2,"KG","TAK"]
["5316258999","B.Kwadrat Klawisze z nadrukiem symbolu \"strzałka\" do łączników żaluzjowych, biały, połysk",15.3,"BER",1,"szt.",10,4011334455899,"-","-",0.23,2.3E-2,"KG","TAK"]
["5316448999","B.Kwadrat Klawisze z nadrukiem symbolu \"strzałki\" do łączników żaluzjowych, biały, połysk",19.600000000000001,"BER",1,"szt.",10,4011334455738,"-","-",0.23,2.1999999999999999E-2,"KG","TAK"]
["5361838984","B.Kwadrat Gniazdo podwójne z uziemieniem komplet, alu mat, lakierowany",38.5,"BER",1,"szt.",10,5907561862489,"-","-",0.23,0.13700000000000001,"KG","TAK"]
["5361848989","B.Kwadrat Gniazdo podwójne z uziemieniem modułowe, biały, połysk","Cena na zapytanie","BER",1,"szt.",10,4011334454304,"-","-",0.23,"-","-","NIE"]
["6130773515","W.1 Łącznik krzyżowy IP55 szary",59.5,"BPR",1,"szt.",10,4011334390152,"EC001590","-",0.23,6.8000000000000005E-2,"KG","NIE"]
["6167548982","S.1 Gniazdo podwójne bez uziemienia komplet, kremowy, połysk",31.6,"BPR",1,"szt.",10,4011334277422,"EC000125","-",0.23,0.128,"KG","NIE"]
["6710096089","Q.1 Zaślepka z płytką czołową, z cokołem i pazurkami, biały, aksamit",22.8,"BPR",1,"szt.",10,4011334312154,"EC000018","-",0.23,6.4000000000000001E-2,"KG","NIE"]
["6710257006","K.1 Płytka czołowa do gniazda RTT \"Belgijskiego\", antracyt, mat",20.100000000000001,"BPR",1,"szt.",10,4011334296324,"EC000018","-",0.23,1.7000000000000001E-2,"KG","NIE"]
["6710450001","Arsys Zaślepka z elementem centralnym, brązowy",32.200000000000003,"BPR",1,"szt.",10,4011334276630,"EC000018","-",0.23,6.9000000000000006E-2,"KG","NIE"]
["6711031606","B.3/B.7 Płytka czołowa do gniazda RTT \"Belgijskiego\", antracyt, mat",18.899999999999999,"BPR",1,"szt.",10,4011334226093,"EC000018","-",0.23,1.2999999999999999E-2,"KG","NIE"]
["6719323502","W.1 Puszka natynkowa 2-krotna pozioma 2 wejścia IP55 biały",41.9,"BPR",1,"szt.",5,4011334390060,"EC000080","-",0.23,0.115,"KG","NIE"]
["6765090069","Arsys Gniazdo z uziemieniem i LED kontrolną z podwyższoną ochroną styków, biały, połysk",198,"BPR",1,"szt.",10,4011334362845,"EC000125","-",0.23,0.104,"KG","NIE"]
["6765092003","R.1/R.3 Gniazdo z uziemieniem i kontrolną diodą LED, zielony, połysk",162,"BPR",1,"szt.",10,4011334385158,"EC000125","-",0.23,0.104,"KG","NIE"]
["6765096084","Q.1/Q.3 Gniazdo z uziemieniem z diodą kontrolną LED, z podwyższoną ochroną styków, alu aksamit, lakierowany",187,"BER",1,"szt.",10,4011334443834,"EC000125","-",0.23,0.104,"KG","NIE"]
["6765097013","K.1 Gniazdo z uziemieniem i LED kontrolną z podwyższoną ochroną styków, zielony, połysk",215,"BPR",1,"szt.",10,4011334362814,"EC000125","-",0.23,0.104,"KG","NIE"]
["6765098915","B.Kwadrat/S.1/B.3/B.7 Gniazdo z uziemieniem i LED kontrolną z podwyższoną ochroną styków, czerwony, połysk",215,"BPR",1,"szt.",10,4011334362739,"EC000125","27.33.13.0",0.23,0.104,"KG","NIE"]
["6765102045","R.1/R.3 Gniazdo z uziemieniem z podświetleniem orientacyjnym LED, czarny","Cena na zapytanie","BER",1,"szt.",10,4011334394051,"EC000125","-",0.23,9.7000000000000003E-2,"KG","NIE"]
["6765107009","K.1 Gniazdo z uziemieniem i podświetleniem orientacyjnym LED, biały, połysk",205,"BPR",1,"szt.",10,4011334365723,"EC000125","-",0.23,0.11,"KG","NIE"]
["6768803515","W.1 Gniazdo z uziemieniem 2P+Z IP55 szary",31.3,"BPR",1,"szt.",10,4011334390503,"EC000125","-",0.23,7.0999999999999994E-2,"KG","TAK"]
["6768813515","W.1 Gniazdo z uziemieniem 2P+Z kompletne IP55 szary",38.700000000000003,"BPR",1,"szt.",10,4011334390756,"EC000125","-",0.23,0.13900000000000001,"KG","TAK"]
["6768823522","W.1 Gniazdo z uziemieniem 2P+Z kompletne 2-krotne poziome 2 wejścia IP55 biały",59.5,"BPR",1,"szt.",1,4011334390862,"EC000125","-",0.23,0.27100000000000002,"KG","TAK"]
["6810331404","B.7 Płytka czołowa do gniazda TAE i głośnikowego, alu, mat",26.8,"BPR",1,"szt.",10,4011334226680,"EC000018","-",0.23,1.0999999999999999E-2,"KG","NIE"]
["6810338989","S.1/B.3/B.7 Płytka czołowa do gniazda TAE i głośnikowego, biały, połysk",12.6,"BPR",1,"szt.",10,4011334280347,"EC000018","-",0.23,0.01,"KG","NIE"]
["7341231404","B.7 Gniazdo SCHUKO z podwyższoną ochroną styków, alu, mat",43.7,"BPR",1,"szt.",10,4011334226000,"EC000125","-",0.23,9.4E-2,"KG","NIE"]
["7341236014","Q.1 Gniazdo SCHUKO z podwyższoną ochroną styków, pomarańczowy, aksamit",44.2,"BPR",1,"szt.",10,4011334333180,"EC000125","-",0.23,0.1,"KG","NIE"]
["7341350077","Arsys Gniazdo SCHUKO z podwyższoną ochroną styków, pomarańczowy, połysk",42.3,"BPR",1,"szt.",10,4011334319429,"EC000125","-",0.23,0.10299999999999999,"KG","NIE"]
["7341431909","S.1/B.3/B.7 Gniazdo SCHUKO, biały, mat",16.899999999999999,"BPR",1,"szt.",10,4011334236634,"-","-",0.23,8.8999999999999996E-2,"KG","NIE"]
["ACA966D","RCBO Wyłącznik różnicowoprądowy z członem nadprądowym 1P+N 6kA C 16A/10mA Typ A",373,"HAG",1,"szt.",1,3250611010692,"EC000905","27.12.22.0",0.23,230,"G","TAK"]
["ADA556D","RCBO Wyłącznik różnicowoprądowy z członem nadprądowym 1P+N 10kA C 6A/30mA Typ A",425,"HAG",1,"szt.",1,3250611067801,"EC000905","27.12.22.0",0.23,243,"G","NIE"]
["ADA570D","RCBO Wyłącznik różnicowoprądowy z członem nadprądowym 1P+N 10kA C 20A/30mA Typ A",415,"HAG",1,"szt.",1,3250611067849,"EC000905","27.12.22.0",0.23,233,"G","NIE"]
["ADA932D","RCBO Wyłącznik różnicowoprądowy z członem nadprądowym 1P+N 6kA B 32A/30mA Typ A",336,"HAG",1,"szt.",1,3250611010678,"EC000905","27.12.22.0",0.23,247,"G","TAK"]
["ADC920D","RCBO Wyłącznik różnicowoprądowy z członem nadprądowym 1P+N 6kA B 20A/30mA Typ AC",221,"HAG",1,"szt.",1,3250611063773,"EC000905","27.12.22.0",0.23,228,"G","TAK"]
["ADC925D","RCBO Wyłącznik różnicowoprądowy z członem nadprądowym 1P+N 6kA B 25A/30mA Typ AC",237,"HAG",1,"szt.",1,3250611063780,"EC000905","27.12.22.0",0.23,0.22800000000000001,"KG","TAK"]
["ADH906","RCBO Wyłącznik różnicowopr. krótkozwł. z czł.nadpr. 1P+N 6kA B 6A/30mA Typ A-HI",374,"HAG",1,"szt.",1,3250611013020,"EC000905","27.12.22.0",0.23,0.24099999999999999,"KG","NIE"]
["ADH966","RCBO Wyłącznik różnicowopr. krótkozwł. z czł.nadpr. 1P+N 6kA C 16A/30mA Typ A-HI",374,"HAG",1,"szt.",1,3250611013136,"EC000905","27.12.22.0",0.23,241,"G","TAK"]
["ADH970","RCBO Wyłącznik różnicowopr. krótkozwł. z czł.nadpr. 1P+N 6kA C 20A/30mA Typ A-HI",374,"HAG",1,"szt.",1,3250611013143,"EC000905","27.12.22.0",0.23,245,"G","NIE"]
["ADM463C","RCBO Wyłącznik różnicowoprądowy z członem nadprądowym 4P 6kA C 13A/30mA Typ A",837,"HAG",1,"szt.",1,3250611020295,"EC000905","-",0.23,436,"G","TAK"]
["ADZ316D","RCBO 3 - 3 x 1P+N 6kA B-16A 30mA A QC/QBB",439,"HAG",1,"szt.",1,3250611020158,"-","-",0.23,{"$error":"#N/A"},{"$error":"#N/A"},"-"]
["ADZ366D","RCBO 3 - 3 x 1P+N 6kA C-16A 30mA A QC/QBB",439,"HAG",1,"szt.",1,3250611020189,"-","-",0.23,{"$error":"#N/A"},{"$error":"#N/A"},"-"]
["AFH960","RCBO Wył. różnicowopr. krótkozwł. z czł.nadpr. 1P+N 6kA C 10A/300mA Typ A-HI",377,"HAG",1,"szt.",1,3250611014102,"EC000905","27.12.22.0",0.23,234,"G","NIE"]
["ATA122009010","ateha Kanał 12x20, biały",7.3,"TEH",1,"m",84,4012740864305,"EC000059","27.33.13.0",0.23,0.109,"KG","TAK"]
["ATA122048014","ateha Kąt wewnętrzny do kanału 12x20, brązowy",4.7,"TEH",1,"szt.",1,4012740864442,"EC000862","27.33.13.0",0.23,5.0000000000000001E-3,"KG","NIE"]
["ATA122088014","ateha Rozgałęźnik do kanału 12x20, 3D, brązowy",8.4,"TEH",1,"szt.",1,4012740864480,"EC000865","27.33.13.0",0.23,1.4999999999999999E-2,"KG","NIE"]
["ATA123009010","ateha Kanał 12x30, biały",7.4,"TEH",1,"m",60,4012740864527,"EC000059","27.33.13.0",0.23,0.155,"KG","TAK"]
["ATA123068014","ateha Końcówka do kanału 12x30, brązowa",2.1,"TEH",1,"szt.",1,4012740864688,"EC000866","27.33.13.0",0.23,3.0000000000000001E-3,"KG","NIE"]
["ATA125018014","ateha Kanał 12x50, dwukomorowy, brązowy",11,"TEH",1,"m",48,4012740864879,"EC000059","27.33.13.0",0.23,0.27200000000000002,"KG","NIE"]
["ATA125059010","ateha Kąt płaski do kanału 12x50, biały",4.2,"TEH",1,"szt.",1,4012740864794,"EC000864","27.33.13.0",0.23,1.2E-2,"KG","NIE"]
["ATA125088014","ateha Rozgałęźnik do kanału 12x50, 3D, brązowy",9.5,"TEH",1,"szt.",1,4012740864947,"EC000865","27.33.13.0",0.23,3.4000000000000002E-2,"KG","NIE"]
["ATA163009010","ateha Kanał 16x30, biały",8.8950685975609733,"TEH",1,"m",50,4012740864985,"EC000059","27.33.13.0",0.23,0.184,"KG","TAK"]
["ATA163068014","ateha Końcówka do kanału 16x30, brązowa",3.7,"TEH",1,"szt.",1,4012740865111,"EC000866","27.33.13.0",0.23,3.0000000000000001E-3,"KG","NIE"]
["ATA205018014","ateha Kanał 20x50, dwukomorowy, brązowy",12,"TEH",1,"m",32,4012740865241,"EC000059","27.33.13.0",0.23,0.34100000000000003,"KG","NIE"]
["ATA205058014","ateha Kąt płaski do kanału 20x50, brązowy",4.2,"TEH",1,"szt.",1,4012740865289,"EC000864","27.33.13.0",0.23,1.6E-2,"KG","NIE"]
["ATA205079010","ateha Łącznik do kanału 20x50, biały",3.7,"TEH",1,"szt.",1,4012740865210,"EC001016","27.33.13.0",0.23,4.0000000000000001E-3,"KG","NIE"]
["ATA207579010","ateha Łącznik do kanału 20x75, biały",4.8,"TEH",1,"szt.",1,4012740865371,"EC001016","27.33.13.0",0.23,6.0000000000000001E-3,"KG","NIE"]
["ATA630599010","ateha Punkt centralny kanałow ATA1220, biały",46,"TEH",1,"szt.",1,4012740865487,"EC002428","27.33.13.0",0.23,0.85499999999999998,"KG","NIE"]
["B2002527030","BA6 Pokrywa do kanałów 20x25, szara",6,"TEH",1,"m",96,4012740141734,"EC000727","27.33.13.0",0.23,0.09,"KG","NIE"]
["B4004047030","BA6 Końcówka do kanałów 40x40, szara",2.4,"TEH",1,"szt.",50,4012740104463,"EC000726","27.33.13.0",0.23,5.0000000000000001E-3,"KG","NIE"]
["B400803","BA6 Klamra do przewodów 40x80, czarna",5,"TEH",1,"szt.",50,4012740106856,"EC001018","27.33.13.0",0.23,1.4E-2,"KG","NIE"]
["B600603","BA6 Klamra do przewodów 60x60, czarna",6,"TEH",1,"szt.",50,4012740106887,"EC001018","27.33.13.0",0.23,1.4999999999999999E-2,"KG","NIE"]
["B601003","BA6 Klamra do przewodów 60x100, czarna",6,"TEH",1,"szt.",50,4012740106900,"EC001018","27.33.13.0",0.23,2.1000000000000001E-2,"KG","NIE"]
["B800603","BA6 Klamra do przewodów 80x60, czarna",6,"TEH",1,"szt.",50,4012740106931,"EC001018","27.33.13.0",0.23,1.7000000000000001E-2,"KG","TAK"]
["BA63002507030B","BA6 Kanał grzebieniowy 30x25, szary",15,"TEH",1,"m",60,4012740102834,"EC000012","27.33.13.0",0.23,0.28999999999999998,"KG","TAK"]
["BA64006007030B","BA6 Kanał grzebieniowy 40x60, szary",21,"TEH",1,"m",40,4012740102926,"EC000012","27.33.13.0",0.23,0.59299999999999997,"KG","TAK"]
["BA66010007030B","BA6 Kanał grzebieniowy 60x100, szary",37,"TEH",1,"m",16,4012740103206,"EC000012","27.33.13.0",0.23,1.21,"KG","TAK"]
["BA68004007030B","BA6 Kanał grzebieniowy 80x40, szary",29,"TEH",1,"m",20,4012740103244,"EC000012","27.33.13.0",0.23,0.72899999999999998,"KG","TAK"]
["BA70402","BA7 Pokrywa do kanałów szer. 40",8.6999999999999993,"TEH",1,"m",28,4012740878708,"EC000727","27.33.13.0",0.23,0.187,"KG","TAK"]
["BA71202","BA7 Pokrywa do kanałów szer. 120",22,"TEH",1,"m",12,4012740878746,"EC000727","27.33.13.0",0.23,0.41399999999999998,"KG","NIE"]
["BA740060","BA7 Kanał grzebieniowy 40x60, szary",27,"TEH",1,"m",40,4012740878517,"EC000012","27.33.13.0",0.23,0.73499999999999999,"KG","TAK"]
["BA760025BL","BA7 Kanał grzebieniowy 60x25, niebieski",23,"TEH",1,"m",60,4012740878821,"EC000012","27.33.13.0",0.23,0.55700000000000005,"KG","NIE"]
["BA780060","BA7 Kanał grzebieniowy 80x60, szary",39,"TEH",1,"m",20,4012740878623,"EC000012","27.33.13.0",0.23,0.77500000000000002,"KG","TAK"]
["BA780060BL","BA7 Kanał grzebieniowy 80x60, niebieski",55,"TEH",1,"m",20,4012740878869,"EC000012","27.33.13.0",0.23,1.123,"KG","NIE"]
["BA7A100100","BA7A Kanał grzebieniowy 100x100, szary",66,"TEH",1,"m",12,4012740199100,"EC000012","27.33.13.0",0.23,1.325,"KG","TAK"]
["BA7A60025","BA7A Kanał grzebieniowy 60x25, szary",19,"TEH",1,"m",60,4012740198929,"EC000012","27.33.13.0",0.23,0.33,"KG","TAK"]
["BA7A60120","BA7A Kanał grzebieniowy 60x120, szary",51,"TEH",1,"m",12,4012740198998,"EC000012","27.33.13.0",0.23,1.034,"KG","TAK"]
["BDC480E","Blok różnicowoprądowy do MCB serii HMxxxx 3P+N 125A/30mA Typ AC",1260,"UTS",1,"szt.",1,3250611340027,"EC002297","-",0.23,945,"G","NIE"]
["BRAP0802ELN","BRAP Pokrywa kanału 80mm, alu, anodyzowana",64,"TEH",1,"m",16,4012740887779,"EC000023","27.33.13.0",0.23,0.47899999999999998,"KG","TAK"]
["BRAP6510019010","BRAP Kanał podstawa 65x100, alu biały",164,"TEH",1,"m",8,4012740887786,"EC001938","27.33.13.0",0.23,1.462,"KG","NIE"]
["BRAP6517019010","BRAP Kanał podstawa 65x170, alu biały",243,"TEH",1,"m",8,4012740887809,"EC001938","27.33.13.0",0.23,2.577,"KG","NIE"]
["BRHP6517019010","BRHP Kanał PVC/ABS podstawa 65x170, biały, bezhalogenowy",117,"TEH",1,"m",8,4012740869522,"EC001938","27.33.13.0",0.23,1.6259999999999999,"KG","NIE"]
["BRN7004527035","BRN Pokrywa boczna 170mm, jasnoszara",25,"TEH",1,"m",28,4012740846332,"EC000023","27.33.13.0",0.23,0.24399999999999999,"KG","NIE"]
["BRN7006529001","BRN Pokrywa boczna 210mm, kremowa",35,"TEH",1,"m",20,4012740846370,"EC000023","27.33.13.0",0.23,0.315,"KG","NIE"]
["BRN7017019001","BRN Podstawa 170mm, kremowa",83,"TEH",1,"m",12,4012740841146,"EC001938","27.33.13.0",0.23,1.835,"KG","NIE"]
["BRN7017019010","BRN Podstawa 170mm, biała",81,"TEH",1,"m",12,4012740841153,"EC001938","27.33.13.0",0.23,1.835,"KG","TAK"]
["BRP651004H9010","BRP/BRAP Kąt wewnętrzny 65x100, biały",17,"TEH",1,"szt.",1,4012740222037,"EC000867","27.33.13.0",0.23,0.13100000000000001,"KG","TAK"]
["BRP651005HLAN","BRP/BRAP Kąt płaski 65x100, lakier alu",61,"TEH",1,"szt.",1,4012740222877,"EC000876","27.33.13.0",0.23,0.7,"KG","NIE"]
["BRP6510079010","BRP Maskownica łączeń ciętych 65x100, stalowa, biała",61,"TEH",1,"szt.",1,4012740834247,"EC000800","27.33.13.0",0.23,5.3999999999999999E-2,"KG","TAK"]
["BRP651305H9010","BRP/BRAP Kąt płaski 65x130, biały",23,"TEH",1,"szt.",1,4012740222075,"EC000876","27.33.13.0",0.23,0.17899999999999999,"KG","TAK"]
["BRP6517017035","BRP Kanał PVC podstawa 65x170, jasnoszary",54,"TEH",1,"m",8,4012740897839,"-","-",0.23,1.9390000000000001,"KG","NIE"]
["BRP6517019010","BRP Kanał PVC podstawa 65x170, biały",54,"TEH",1,"m",8,4012740213462,"EC001938","27.33.13.0",0.23,1.9390000000000001,"KG","TAK"]
["BRP651705H9010","BRP/BRAP Kąt płaski 65x170, biały",29,"TEH",1,"szt.",1,4012740222082,"EC000876","27.33.13.0",0.23,0.17899999999999999,"KG","TAK"]
["BRP652106D9010","BRP Końcówka 65x210 D, biała",18,"TEH",1,"szt.",1,4012740221986,"EC000873","27.33.13.0",0.23,5.8000000000000003E-2,"KG","TAK"]
["BRS08027035","BRS Pokrywa 80mm, stalowa, jasnoszara",107,"TEH",1,"m",32,4012740216203,"EC000023","27.33.13.0",0.23,0.68100000000000005,"KG","NIE"]
["BRS0802I9001","BRS Pokrywa kąta wewnętrznego, do kanałów z pokrywą 80mm, stalowa, kremowa",108,"TEH",1,"szt.",1,4012740219860,"EC000023","27.33.13.0",0.23,8.5999999999999993E-2,"KG","NIE"]
["BRS10013049010","BRS Kąt wewnętrzny 100x130 stal biały",337,"TEH",1,"szt.",1,4012740220644,"-","-",0.23,0.93600000000000005,"KG","NIE"]
["BRS1001304VERZ","BRS Kąt wewnętrzny 100x130 stal ocynk",281,"TEH",1,"szt.",1,4012740220637,"-","-",0.23,0.93600000000000005,"KG","NIE"]
["BRS100130WVERZ","BRS Maskownica przebicia 100x130 ocynk",88,"TEH",1,"szt.",1,4012740221337,"-","-",0.23,0.08,"KG","NIE"]
["BRS10017049010","BRS Kąt wewnętrzny 100x170 stal biały",346,"TEH",1,"szt.",1,4012740220668,"-","-",0.23,1.0900000000000001,"KG","NIE"]
["BRS10017089010","BRS Element T 100x170 stal biały",469,"TEH",1,"szt.",1,4012740875028,"-","-",0.23,0.75,"KG","NIE"]
["BRS1002101D9010","BRS Podstawa 100x210mm D 2-komory stal biały",357,"TEH",1,"m",4,4012740220606,"-","-",0.23,6.3090000000000002,"KG","NIE"]
["BRS1002103DVERZ","BRS Kąt zewnętrzny 100x210 D stal ocynk",625,"TEH",1,"szt.",1,4012740220774,"-","-",0.23,1.615,"KG","NIE"]
["BRS1002104D9010","BRS Kąt wewnętrzny 100x210 D stal biały",700,"TEH",1,"szt.",1,4012740220705,"-","-",0.23,1.2,"KG","NIE"]
["BRS1002105VERZ","BRS Kąt płaski 100x210 stal ocynk",333,"TEH",1,"szt.",1,4012740220842,"-","-",0.23,1.72,"KG","NIE"]
["BRS1002106DVERZ","BRS Końcówka 100x210 D ocynk",133,"TEH",1,"szt.",1,4012740221191,"-","-",0.23,0.2,"KG","NIE"]
["BRS10021089010","BRS Element T 100x210 stal biały",468,"TEH",1,"szt.",1,4012740875042,"-","-",0.23,0.85,"KG","NIE"]
["BRS100210W9010","BRS Maskownica przebicia 100x210 biały",138,"TEH",1,"szt.",1,4012740221382,"-","-",0.23,0.11899999999999999,"KG","NIE"]
["BRS12027035","BRS Pokrywa 120mm stal jasnoszary",93,"TEH",1,"m",16,4012740216234,"-","-",0.23,0.92600000000000005,"KG","NIE"]
["BRS6510019010","BRS Podstawa 100mm, stalowa, biała",145,"TEH",1,"m",8,4012740215947,"EC001938","27.33.13.0",0.23,2.536,"KG","NIE"]
["BRS651003H7035","BRS Kąt zewnętrzny 65x100, PCV/ABS, jasnoszary",156,"TEH",1,"szt.",1,4012740216418,"EC000872","27.33.13.0",0.23,0.10299999999999999,"KG","NIE"]
["BRS651004H9001","BRS Kąt wewnętrzny 65x100, PCV/ABS, kremowy",159,"TEH",1,"szt.",1,4012740216272,"EC000867","27.33.13.0",0.23,0.113,"KG","NIE"]
["BRS6510059010","BRS Kąt płaski 65x100, stalowy, biały",334,"TEH",1,"szt.",1,4012740217217,"EC000876","27.33.13.0",0.23,0.63500000000000001,"KG","NIE"]
["BRS6510069001","BRS Końcówka 65x100, kremowa",97,"TEH",1,"szt.",1,4012740217736,"EC000873","27.33.13.0",0.23,0.09,"KG","NIE"]
["BRS6510089010","BRS Element T 65x100 stal biały",448,"TEH",1,"szt.",1,4012740875080,"-","-",0.23,0.83,"KG","NIE"]
["BRS65100W9010","BRS Maskownica przebicia 65x100, biała",75,"TEH",1,"szt.",1,4012740219495,"EC002449","27.33.13.0",0.23,0.08,"KG","NIE"]
["BRS6513039010","BRS Kąt zewnętrzny 65x130, stalowy, biały",323,"TEH",1,"szt.",1,4012740217002,"EC000872","27.33.13.0",0.23,0.65400000000000003,"KG","NIE"]
["BRS651304H7035","BRS Kąt wewnętrzny 65x130, PCV/ABS, jasnoszary",159,"TEH",1,"szt.",1,4012740216296,"EC000867","27.33.13.0",0.23,0.113,"KG","NIE"]
["BRS651305H9010","BRS Kąt płaski 65x130, PCV/ABS, biały",159,"TEH",1,"szt.",1,4012740216616,"EC000876","27.33.13.0",0.23,0.183,"KG","NIE"]
["BRS6513069001","BRS Końcówka 65x130, kremowa",99,"TEH",1,"szt.",1,4012740217774,"EC000873","27.33.13.0",0.23,0.10100000000000001,"KG","NIE"]
["BRS6513079010","BRS Łącznik pokrywy 65x130, biały",48,"TEH",1,"szt.",1,4012740219174,"EC000800","27.33.13.0",0.23,5.3999999999999999E-2,"KG","NIE"]
["BRS65130W9001","BRS Maskownica przebicia 65x130, kremowa",100,"TEH",1,"szt.",1,4012740219532,"EC002449","27.33.13.0",0.23,8.7999999999999995E-2,"KG","NIE"]
["BRS651701B9010","BRS Podstawa 65x170mm pokrywa 120 stal biały",139,"TEH",1,"m",8,4012740216166,"-","-",0.23,3.6349999999999998,"KG","NIE"]
["BRS651703BVERZ","BRS Kąt zewnętrzny 65x170 pokrywa 120 stal ocynk",271,"TEH",1,"szt.",1,4012740217484,"-","-",0.23,0.75,"KG","NIE"]
["BRS651703H9010","BRS Kąt zewnętrzny 65x170, PCV/ABS, biały",166,"TEH",1,"szt.",1,4012740216494,"EC000872","27.33.13.0",0.23,0.13800000000000001,"KG","NIE"]
["BRS651704BVERZ","BRS Kąt wewnętrzny 65x170 pokrywa 120 stal ocynk",280,"TEH",1,"szt.",1,4012740217385,"-","-",0.23,0.78700000000000003,"KG","NIE"]
["BRS6517057035","BRS Kąt płaski 65x170, stalowy, jasnoszary",366,"TEH",1,"szt.",1,4012740217279,"EC000876","27.33.13.0",0.23,1.18,"KG","NIE"]
["BRS651705H9001","BRS Kąt płaski 65x170, PCV/ABS, kremowy",175,"TEH",1,"szt.",1,4012740216630,"EC000876","27.33.13.0",0.23,0.25700000000000001,"KG","NIE"]
["BRS6517079010","BRS Łącznik pokrywy 65x170, biały",54,"TEH",1,"szt.",1,4012740219228,"EC000800","27.33.13.0",0.23,6.2E-2,"KG","NIE"]
["BRS651707B9010","BRS Łącznik pokrywy 65x170 pokrywa 120 biały",88,"TEH",1,"szt.",1,4012740219389,"-","-",0.23,0.61199999999999999,"KG","NIE"]
["BRS651709B","BRS Łącznik podstawy pokrywa 120 65x170",41,"TEH",1,"trp",1,4012740217699,"-","-",0.23,0.15,"KG","NIE"]
["BRS652101B7035","BRS Podstawa 210mm pokrywa 120 stal jasnoszary",170,"TEH",1,"m",6,4012740216173,"-","-",0.23,4.2389999999999999,"KG","NIE"]
["BRS652101B9001","BRS Podstawa 210mm pokrywa 120 stal krem",170,"TEH",1,"m",6,4012740216180,"-","-",0.23,4.2389999999999999,"KG","NIE"]
["BRS6521039001","BRS Kąt zewnętrzny 65x210 stalowy, kremowy",358,"TEH",1,"szt.",1,4012740217125,"EC000872","27.33.13.0",0.23,0.94,"KG","NIE"]
["BRS652103DH9001","BRS Kąt zewnętrzny 65x210 D, PCV/ABS, kremowy",182,"TEH",1,"szt.",1,4012740216548,"EC000872","27.33.13.0",0.23,0.217,"KG","NIE"]
["BRS652103DH9010","BRS Kąt zewnętrzny 65x210 D, PCV/ABS, biały",182,"TEH",1,"szt.",1,4012740216555,"EC000872","27.33.13.0",0.23,0.217,"KG","NIE"]
["BRS652104BVERZ","BRS Kąt wewnętrzny 65x210 pokrywa 120 stal ocynk",286,"TEH",1,"szt.",1,4012740217422,"-","-",0.23,0.91300000000000003,"KG","NIE"]
["BRS652104H7035","BRS Kąt wewnętrzny 65x210 PCV/ABS, jasnoszary",182,"TEH",1,"szt.",1,4012740216357,"EC000867","27.33.13.0",0.23,0.17199999999999999,"KG","NIE"]
["BRS6521057035","BRS Kąt płaski 65x210, stalowy, jasnoszary",383,"TEH",1,"szt.",1,4012740217316,"EC000876","27.33.13.0",0.23,1.54,"KG","NIE"]
["BRS652105D9001","BRS Kąt płaski 65x210 D, stalowy, kremowy",563,"TEH",1,"szt.",1,4012740217361,"EC000876","27.33.13.0",0.23,1.8,"KG","NIE"]
["BRS652105H9010","BRS Kąt płaski 65x210, PCV/ABS, biały",182,"TEH",1,"szt.",1,4012740216678,"EC000876","27.33.13.0",0.23,0.371,"KG","NIE"]
["BRS652106B7035","BRS Końcówka 65x210 pokrywa 120 jasnoszary",102,"TEH",1,"szt.",1,4012740218146,"-","-",0.23,0.13700000000000001,"KG","NIE"]
["BRS652106VERZ","BRS Końcówka 65x210, ocynkowana",62,"TEH",1,"szt.",1,4012740217835,"EC000873","27.33.13.0",0.23,0.15,"KG","NIE"]
["BRS652107B7035","BRS Łącznik pokrywy 65x210 pokrywa 120 jasnoszary",84,"TEH",1,"szt.",1,4012740219419,"-","-",0.23,0.08,"KG","NIE"]
["BRS652107VERZ","BRS Łącznik pokrywy 65x210, ocynkowany",50,"TEH",1,"szt.",1,4012740219242,"EC000800","27.33.13.0",0.23,7.0000000000000007E-2,"KG","NIE"]
["BRS65210W7035","BRS Maskownica przebicia 65x210, jasnoszara",117,"TEH",1,"szt.",1,4012740219709,"EC002449","27.33.13.0",0.23,0.106,"KG","NIE"]
["BRS65210WB9010","BRS Maskownica przebicia 65x210 pokrywa 120 biały",117,"TEH",1,"szt.",1,4012740221498,"-","-",0.23,0.86399999999999999,"KG","NIE"]
["BRS851301VERZ","BRS Podstawa 85x130mm stal ocynk",107,"TEH",1,"m",8,4012740215756,"-","-",0.23,3.698,"KG","NIE"]
["BRS851306VERZ","BRS Końcówka 85x130 ocynk",67,"TEH",1,"szt.",1,4012740220330,"-","-",0.23,0.124,"KG","NIE"]
["BRS851308VERZ","BRS Element T 85x130 stal ocynk",427,"TEH",1,"szt.",1,4012740875493,"-","-",0.23,1.3,"KG","NIE"]
["BRS8517049010","BRS Kąt wewnętrzny 85x170 stal biały",336,"TEH",1,"szt.",1,4012740220132,"-","-",0.23,1.0449999999999999,"KG","NIE"]
["BRS8517089010","BRS Element T 85x170 stal biały",508,"TEH",1,"szt.",1,4012740875509,"-","-",0.23,1.7,"KG","NIE"]
["BRS852101BVERZ","BRS Podstawa 85x210mm pokrywa 120 stal ocynk",178,"TEH",1,"m",4,4012740215824,"-","-",0.23,4.798,"KG","NIE"]
["BRS852106BVERZ","BRS Końcówka 85x210 pokrywa 120 ocynk",84,"TEH",1,"szt.",1,4012740220378,"-","-",0.23,0.20799999999999999,"KG","NIE"]
["BRS85210WB9010","BRS Maskownica przebicia 85x210 pokrywa 120 biały",143,"TEH",1,"szt.",1,4012740221511,"-","-",0.23,2.4E-2,"KG","NIE"]
["BSKITT","Zestaw ognioodporny wkład 310ml",72,"UTS",1,"szt.",1,4012740831765,"EC000210","-",0.23,0.55000000000000004,"KG","NIE"]
["C-BRH110W","Wkład montażowy Univers-N części poziome szer.1100mm (2szt.)",117,"UTS","-","-","-",7611919365888,"-","-",0.23,{"$error":"#N/A"},{"$error":"#N/A"},"-"]
["C-BRV27/20W","Wkład montażowy Univers-N części pionowe 2000x275mm (2szt.)",250,"UTS","-","-","-",7611919365826,"-","-",0.23,{"$error":"#N/A"},{"$error":"#N/A"},"-"]
["CCC216J","RCCB Wyłącznik różnicowoprądowy 2P 16A/10mA Typ AC",258,"HAG",1,"szt.",1,3250611619420,"EC000003","27.12.22.0",0.23,210,"G","TAK"]
["CDA225J","RCCB Wyłącznik różnicowoprądowy 2P 25A/30mA Typ A",228,"HAG",1,"szt.",1,3250611619451,"EC000003","27.12.22.0",0.23,198,"G","TAK"]
["CDA490","RCCB Wyłącznik różnicowoprądowy 4P 125A/30mA Typ A",4765,"HAG",1,"szt.",1,3250611664987,"EC000003","27.12.22.0",0.23,438,"G","TAK"]
["CDC463J","RCCB Wyłącznik różnicowoprądowy 4P 63A/30mA Typ AC",236,"HAG",1,"szt.",1,3250611619550,"EC000003","27.12.22.0",0.23,385,"G","TAK"]
["CEA240J","RCCB Wyłącznik różnicowoprądowy 2P 40A/100mA Typ A",290,"HAG",1,"szt.",1,3250611619574,"EC000003","27.12.22.0",0.23,202,"G","TAK"]
["CF480D","RCCB Wyłącznik różnicowoprądowy 4P 80A/300mA Typ A",1315,"HAG",1,"szt.",1,3250611664826,"EC000003","27.12.22.0",0.23,410,"G","NIE"]
["CFA263J","RCCB Wyłącznik różnicowoprądowy 2P 63A/300mA Typ A",410,"HAG",1,"szt.",1,3250611619666,"EC000003","27.12.22.0",0.23,195,"G","NIE"]
["CFB463D","RCCB Wyłącznik różnicowoprądowy 4P 63A/300mA Typ B",7383,"HAG",1,"szt.",1,3250611618355,"EC000003","27.12.22.0",0.23,480,"G","NIE"]
["CGA490","RCCB Wyłącznik różnicowoprądowy 4P 125A/500mA Typ A",3107,"HAG",1,"szt.",1,3250611671169,"EC000003","27.12.22.0",0.23,397,"G","NIE"]
["COL40110SET19010","SL kolumna bocznikująca, zestaw kanału z pokrywą, 400mm biała",106,"TEH",1,"szt.",1,4012740191180,"EC000059","27.33.13.0",0.23,0.49399999999999999,"KG","NIE"]
["C-QTUN135","Profil poprz. wkł. Univers szer.1350mm",171,"UTS","-","-","-",7611919368698,"-","-",0.23,{"$error":"#N/A"},{"$error":"#N/A"},"-"]
["C-R1352720","Obudowa stojąca szeregowa MES-C, IP40/I, RAL 7035, 2000x275x1350",2584,"UTS","-","-","-",7611919367530,"-","-",0.23,{"$error":"#N/A"},{"$error":"#N/A"},"-"]
["C-R852720","Obudowa stojąca szeregowa MES-C, IP40/I, RAL 7035, 2000x275x850",1700,"UTS","-","-","-",7611919367493,"-","-",0.23,{"$error":"#N/A"},{"$error":"#N/A"},"-"]
["C-SO135351","Cokół MES-C, RAL 9005, 100x1350x350mm, bez ścian bocznych",347,"UTS","-","-","-",7611919365673,"-","-",0.23,{"$error":"#N/A"},{"$error":"#N/A"},"-"]
["C-SW2720","Ściana boczna, MES-C, IP40, RAL7035, 2000x275",259,"UTS","-","-","-",7611919365994,"-","-",0.23,{"$error":"#N/A"},{"$error":"#N/A"},"-"]
["C-T11020-OV","Drzwi IP40, RAL 7035, lewe bez zamka dla szer.1100 mm,",454,"UTS","-","-","-",7611919366380,"-","-",0.23,{"$error":"#N/A"},{"$error":"#N/A"},"-"]
["CZN006","Pokrywa zacisków do RCCB 4P",20,"HAG",1,"szt.",1,3250611611578,"EC002498","27.12.40.0",0.23,3.2,"G","TAK"]
["DAC809010","Rozeta maskująca do DA200-80, kolumna jednostronna, biała",93,"TEH",1,"szt.",1,4012740902908,"EC002453","27.33.13.0",0.23,7.3999999999999996E-2,"KG","NIE"]
["DAC809011","Rozeta maskująca do DA200-80, kolumna jednostronna, RAL9011",95,"TEH",1,"szt.",1,4012740838122,"EC002453","27.33.13.0",0.23,8.2000000000000003E-2,"KG","NIE"]
["DAF802000ELN","Kolumna jednostronna DA200-80 z elastycznym przyłączączem, wys. 2m, alu",1331,"TEH",1,"szt.",1,4012740902519,"EC001941","27.33.13.0",0.23,7.5449999999999999,"KG","NIE"]
["DAK803400ELN","Kolumna jednostronna DA200-80 z zaciskiem mocującym, wys. 3,4m, alu",1706,"TEH",1,"szt.",1,4012740903097,"EC001941","27.33.13.0",0.23,8.65,"KG","NIE"]
["DAP457009010","Minikolumna jednostronna DA200-45, wys. 650mm, biała",737,"TEH",1,"szt.",1,4012740902069,"EC001941","27.33.13.0",0.23,2.5609999999999999,"KG","NIE"]
["DAP80650ELN","Minikolumna jednostronna DA200-80, wys. 650mm, alu",626,"TEH",1,"szt.",1,4012740907750,"EC001941","27.33.13.0",0.23,1.87,"KG","TAK"]
["DAS2803100ELN","Kolumna dwustronna DA200-80 z mech. rozporowym, wys. 3,1-3,4m, alu",2315,"TEH",1,"szt.",1,4012740907606,"EC001941","27.33.13.0",0.23,12.14,"KG","NIE"]
["DAS28034009010","Kolumna dwustronna DA200-80 z mech. rozporowym, wys. 3,4-3,7m, biała",2757,"TEH",1,"szt.",1,4012740907637,"EC001941","27.33.13.0",0.23,12.1,"KG","NIE"]
["DAS8031009010","Kolumna jednostronna DA200-80 z mech. rozporowym, wys. 3,1-3,4m, biała",2040,"TEH",1,"szt.",1,4012740903127,"EC001941","27.33.13.0",0.23,10.773,"KG","NIE"]
["DEF2000FR","Przenośna kolumna instalacyjna wyposażona, 5xgn, 4xKat6 FTP, design",3620,"TEH",1,"szt.",1,4012740214650,"EC001941","-",0.23,8.1340000000000003,"KG","NIE"]
["DEP650FR","Wyposażona kolumna pac-post design Kat6 FTP",2685,"TEH",1,"szt.",1,4012740214681,"EC001941","-",0.23,5.65,"KG","NIE"]
["DN5007527030","DNG Pokrywa kanału 50075 szer. 75mm, szara",12,"TEH",1,"m",60,4012740117968,"EC000727","27.33.13.0",0.23,0.20499999999999999,"KG","NIE"]
["DNG2502507030B","DNG Kanał grzebieniowy 25025, szary",14,"TEH",1,"m",48,4012740132251,"EC000012","27.33.13.0",0.23,0.20200000000000001,"KG","TAK"]
["DNG5002507030B","DNG Kanał grzebieniowy 50025, szary",19,"TEH",1,"m",18,4012740229753,"EC000012","27.33.13.0",0.23,0.27100000000000002,"KG","TAK"]
["DNG5012507030B","DNG Kanał grzebieniowy 50125, szary",50,"TEH",1,"m",18,4012740103602,"EC000012","27.33.13.0",0.23,1.05,"KG","NIE"]
["DSK50L10F20","DSK Kanał instalacyjny design, kpl. 35x220mm, dł. 1020mm, czarny błyszczący",434,"UTS",1,"szt.",1,4012740213172,"EC000059","-",0.23,3.8610000000000002,"KG","NIE"]
["DSK50L6F10","DSK Kanał instalacyjny design, kpl. 35x220mm, dł. 625mm,  biały błyszczący",364,"UTS",1,"szt.",1,4012740213110,"EC000059","-",0.23,2.3769999999999998,"KG","NIE"]
["EC100","Licznik czasu pracy 230V, 1/10h",199,"HAG",1,"szt.",1,3250612231003,"EC001641","26.51.66.0",0.23,96,"G","TAK"]
["EC364M","Licznik energii elektrycznej 3-fazowy, 100A, 2-taryfowy, MID",2386,"HAG",1,"szt.",1,3250612233649,"EC001506","26.51.63.0",0.23,570,"G","TAK"]
["EC369M","Licznik energii elektrycznej 3-fazowy, 100A, 4-taryfowy, M-bus, MID",2290,"HAG",1,"szt.",1,3250612233694,"EC001506","26.51.63.0",0.23,583,"G","NIE"]
["EC700","Koncentrator impulsów, 7 wejść, wyjście RS485/MODBUS",2280,"HAG",1,"szt.",1,3250616127005,"EC002844","26.51.45.0",0.23,0.26500000000000001,"KG","NIE"]
["EE171","Wyłącznik zmierzchowy z zegarem cyfrowym tygodn. i czujnikiem EE003 230V 1P 16A",516,"HAG",1,"szt.",1,3250612251711,"EC001645","27.33.11.0",0.23,285.39999999999998,"G","NIE"]
["EE702","Wyłącznik zmierzchowy natynkowy IP55 nastawy regulowane 230V 1NO 16A",287,"HAG",1,"szt.",1,3250612257027,"EC000189","27.33.11.0",0.23,0.26100000000000001,"KG","TAK"]
["EE811","Czujniki ruchu Czujnik obecności ruchu 2 kanałowy, sufitowy",919,"HAG",1,"szt.",1,3250612258116,"EC000138","27.33.11.0",0.23,260,"G","TAK"]
["EE820","Czujniki ruchu Czujnik ruchu natynkowy 140st. biały, IP55",288,"HAG",1,"szt.",1,3250612258208,"EC000138","27.33.11.0",0.23,330,"G","TAK"]
["EE831","Czujniki ruchu Czujnik ruchu natynkowy 200st. antracytowy, IP55",415,"HAG",1,"szt.",1,3250612258314,"EC000138","27.33.11.0",0.23,336,"G","NIE"]
["EE855","Czujniki ruchu Adapter do montażu narożnikowego dla EE840, biały",105,"HAG",1,"szt.",1,3250612258550,"EC001580","27.33.11.0",0.23,65,"G","NIE"]
["EE880","Czujniki ruchu Korytarzowy czujnik ruchu IR, natynkowy IP54, biały",333,"BER",1,"szt.",1,3250617579810,"EC000138","27.33.11.0",0.23,2E-3,"KG","TAK"]
["EG001","KNX easy Odbiornik radiowy DCF77 do synchronizacji zegarów EG103/EG401/EG471",723,"HAG",1,"szt.",1,3250612279975,"EC001410","27.33.11.0",0.23,0.11,"KG","TAK"]
["EG006","KNX easy Pojemnik na klucze programowe EG005",59,"HAG",1,"szt.",1,3250612270064,"EC002296","27.33.11.0",0.23,27,"G","NIE"]
["EG103V","Zegar cyfrowy tygodniowy 56 kroków programowych 12-24VAC/DC+230VAC 1P 16A",544,"HAG",1,"szt.",1,3250612279937,"EC002305","27.33.11.0",0.23,0.14399999999999999,"KG","NIE"]
["EH110","Zegar analogowy dobowy bez rezerwy chodu 230V 1P 16A",223,"HAG",1,"szt.",1,3250612281107,"EC002304","27.33.11.0",0.23,160,"G","NIE"]
["EH210","Zegar analogowy dobowy bez rezerwy chodu 230V 1P 16A",269,"HAG",1,"szt.",1,3250612282104,"EC002304","27.33.11.0",0.23,176,"G","NIE"]
["EK003","Termostat elektroniczny z wyłącznikiem ręcznym 230V 1P 8A",193,"HAG",1,"szt.",1,3250612310036,"EC000194","26.51.70.0",0.23,122,"G","TAK"]
["EK052","Termostat bimetalowy 230V 1P 10A",122,"HAG",1,"szt.",1,3250612310524,"EC000194","26.51.70.0",0.23,127,"G","TAK"]
["EK083","Czujnik temperatury uniwersalny",157,"HAG",1,"szt.",1,3250612310838,"EC000407","26.51.70.0",0.23,117,"G","TAK"]
["EK530","Cyfrowy termostat zegarowy o cyklu tygodniowym; 5A; 230 V",500,"HAG",1,"szt.",1,3250612545308,"-","-",0.23,{"$error":"#N/A"},{"$error":"#N/A"},"-"]
["EMN005","Wyłącznik schodowy 30s-10min/1h 230V 1NO 16A",368,"HAG",1,"szt.",1,3250612339952,"EC000297","27.33.11.0",0.23,480,"G","NIE"]
["EPN050","Moduł sterowania centralnego do przekaźników bistabilnych 24-230VAC / 12-110VDC",78,"HAG",1,"szt.",1,3250612360543,"EC001286","-",0.23,8.1000000000000003E-2,"KG","TAK"]
["EPN511","Przekaźnik bistabilny 12VAC 1NO 16A",74,"HAG",1,"szt.",12,3250612369607,"EC000188","-",0.23,125.583,"G","TAK"]
["EPN518","Przekaźnik bistabilny 24VAC/12VDC 1NO+1NC 16A",97,"HAG",1,"szt.",12,3250612369553,"EC000188","-",0.23,133.5,"G","TAK"]
["EPN528","Przekaźnik bistabilny 24VAC/12VDC 2NO+2NC 16A",165,"HAG",1,"szt.",6,3250612369461,"EC000188","-",0.23,264,"G","NIE"]
["EPS410B","Przekaźnik bistabilny elektroniczny 1NO 230V 16A QuickConnect",396,"HAG",1,"szt.",1,3250612369270,"EC000188","27.33.11.0",0.23,118.4,"G","NIE"]
["ERC226","Stycznik z możliwością sterowania ręcznego 230VAC 2NC 63A",150,"HAG",1,"szt.",12,3250612400720,"EC001653","27.12.24.0",0.23,0.125,"KG","NIE"]
["ERC418","Przekaźnik instalacyjny (elektromagnetyczny) 230VAC 2NO+2NC 16A",130,"HAG",1,"szt.",6,3250612400829,"EC001653","27.12.24.0",0.23,211.333,"G","NIE"]
["ERD240","Stycznik z możliwością sterowania ręcznego 24VAC 2NO 40A",250,"HAG",1,"szt.",4,3250612401086,"EC001653","27.12.24.0",0.23,351.5,"G","NIE"]
["ERD263","Stycznik z możliwością sterowania ręcznego 24VAC 2NO 63A",420,"HAG",1,"szt.",4,3250612401147,"EC001653","27.12.24.0",0.23,319.75,"G","NIE"]
["ERL263","Stycznik z możliwością sterowania ręcznego 12VAC 2NO 63A",407,"HAG",1,"szt.",4,3250612401161,"EC001653","27.12.24.0",0.23,351.5,"G","NIE"]
["ERL263S","Stycznik cichy z możliwością sterowania ręcznego 12VAC/DC 2NO 63A",418,"HAG",1,"szt.",4,3250612400362,"EC001653","27.12.24.0",0.23,351.5,"G","NIE"]
["ESC126","Stycznik 230VAC 1NC 25A",150,"HAG",1,"szt.",12,3250612400577,"EC001653","27.12.24.0",0.23,0.113,"KG","NIE"]
["ESC264","Stycznik 12VAC 2NC 63A",341,"HAG",1,"szt.",4,3250612401192,"EC001653","27.12.24.0",0.23,0.29799999999999999,"KG","NIE"]
["ESC325S","Stycznik cichy 230VAC 3NO 25A",213,"HAG",1,"szt.",6,3250612400102,"EC001653","27.12.24.0",0.23,200.5,"G","NIE"]
["ESC426","Stycznik 230VAC 4NC 25A",164,"HAG",1,"szt.",6,3250612400935,"EC001653","27.12.24.0",0.23,208.833,"G","NIE"]
["ESC463S","Stycznik cichy 230VAC 4NO 63A",516,"HAG",1,"szt.",4,3250612400430,"EC001653","27.12.24.0",0.23,367.5,"G","TAK"]
["ESC464","Stycznik 230VAC 4NC 63A",388,"HAG",1,"szt.",4,3250612401376,"EC001653","27.12.24.0",0.23,347,"G","TAK"]
["ESD241","Stycznik 24V AC 2NC 40A",228,"HAG",1,"szt.",4,3250612401208,"EC001653","27.12.24.0",0.23,0.30499999999999999,"KG","NIE"]
["ESD426S","Stycznik cichy 24VAC 4NC 25A",227,"HAG",1,"szt.",6,3250612400195,"EC001653","27.12.24.0",0.23,206.667,"G","NIE"]
["ESD427","Stycznik 24VAC 2NO+2NC 25A",188,"HAG",1,"szt.",6,3250612400836,"EC001653","27.12.24.0",0.23,0.21299999999999999,"KG","NIE"]
["ESL227","Stycznik 12VAC 1NO+1NC 25A",111,"HAG",1,"szt.",12,3250612400744,"EC001653","27.12.24.0",0.23,0.11899999999999999,"KG","NIE"]
["ESL428","Stycznik 24VAC 3NO+1NC 25A",188,"HAG",1,"szt.",6,3250612401024,"EC001653","27.12.24.0",0.23,0.21,"KG","NIE"]
["ESM440","Stycznik 4NO 40A 110/127V AC",327,"HAG",1,"szt.",4,3250612401307,"EC001653","27.12.24.0",0.23,352.5,"G","TAK"]
["ETC340","Stycznik taryfowy Dzień/Noc 230VAC 3NO 40A",305,"HAG",1,"szt.",4,3250612401406,"EC001653","27.12.24.0",0.23,0.32500000000000001,"KG","NIE"]
["EU102","Przekaźnik kontroli napięcia 1-fazowy, wyświetlacz LCD",730,"HAG",1,"szt.",1,3250612411023,"EC001667","27.12.24.0",0.23,232,"G","NIE"]
["EV100","Ściemniacz zdalny 1000 W, sterowanie lokalne i 1/10 V Slave",1013,"HAG",1,"szt.",1,3250612421008,"EC000025","27.33.11.0",0.23,0.36,"KG","NIE"]
["EZN001","Przekaźnik czasowy 12-230VAC/12-48VDC 1P 8A z opóźnionym załączeniem ",328,"HAG",1,"szt.",1,3250612469994,"EC001669","27.33.11.0",0.23,9.8000000000000004E-2,"KG","TAK"]
["FA22E","univers Obudowa stojąca szeregowa IP54/I 275mm 2-pol.",2805,"HAG",1,"szt.",1,3250612510382,"EC000058","-",0.23,53.5,"KG","TAK"]
["FA22S","univers Obudowa stojąca szeregowa IP54/II 275mm 2-pol.",7121,"HAG",1,"szt.",1,3250612510184,"EC000058","-",0.23,53,"KG","NIE"]
["FA23L","univers Obudowa stojąca szeregowa IP54/II 275mm 3-pol. drzwi transparentne",7828,"HAG",1,"szt.",1,3250612510115,"EC000058","-",0.23,62,"KG","NIE"]
["FA24G","univers Obudowa stojąca szeregowa IP54/I 350mm 4-pol.",9260,"HAG",1,"szt.",1,3250612510160,"EC000058","-",0.23,86.2,"KG","NIE"]
["FA25G","univers Obudowa stojąca szeregowa IP54/I 350mm 5-pol.",10292,"HAG",1,"szt.",1,3250612510177,"EC000058","-",0.23,98.8,"KG","NIE"]
["FB1560SN","Puszka łączeniowa ognioodporna E90 165x165x76",517,"UTS",1,"szt.",1,3250610250976,"EC000058","-",0.23,0.86699999999999999,"KG","NIE"]
["FB22SN","Obudowa stojąca ognioodporna I90/F90 2068x668mm",19590,"UTS",1,"szt.",1,3250612520589,"EC000058","-",0.23,284,"KG","NIE"]
["FB31LN","Obudowa wisząca ognioodporna I30/F30 618x418mm",3149,"UTS",1,"szt.",1,3250612520718,"EC000058","-",0.23,92,"KG","NIE"]
["FB51WLN","Drzwi osadzane naścienne ognioodporne I30/F30 1045x575mm",4107,"UTS",1,"szt.",1,3250612520787,"EC000058","-",0.23,54.4,"KG","NIE"]
["FB6011027035","RK Ścianka tylna, szerokość 110mm, jasnoszara",28,"TEH",1,"m",20,4012740149952,"EC000728","27.12.40.0",0.23,0.41599999999999998,"KG","NIE"]
["FB61LN","Obudowa wisząca ognioodporna I30/F30 1068x418mm",5622,"UTS",1,"szt.",1,3250612520763,"EC000058","-",0.23,120,"KG","NIE"]
["FB62WLN","Drzwi osadzane naścienne ognioodporne I30/F30 1195x795mm",4455,"UTS",1,"szt.",1,3250612520831,"EC000058","-",0.23,84,"KG","NIE"]
["FB82WLN","Drzwi osadzane naścienne ognioodporne I30/F30 1495x795mm",5303,"UTS",1,"szt.",1,3250612520541,"EC000058","-",0.23,107.3,"KG","NIE"]
["FG21WP","univers Obudowa stojąca szeregowa IP40/I 1900x350x400 1-polowa RAL7035",1953,"UTS",1,"szt.",1,3250612571413,"EC000058","-",0.23,59,"KG","TAK"]
["FG22SD","univers Obudowa stojąca szeregowa IP54/II 1900x600x400 2-pol.",10572,"HAG",1,"szt.",1,3250612794942,"EC000058","-",0.23,76.5,"KG","NIE"]
["FG23SD","univers Obudowa stojąca szeregowa IP54/II 1900x850x400 3-pol.",11736,"HAG",1,"szt.",1,3250612794959,"EC000058","-",0.23,97,"KG","NIE"]
["FG23XE","univers Obudowa stojąca szeregowa IP41 2000x850x600 3-polowa RAL7035",3079,"UTS",1,"szt.",1,7611912521014,"EC000058","-",0.23,86.9,"KG","TAK"]
["FG24XD","univers Obudowa stojąca szeregowa IP54/I 1900x1100x600 4-pol.",8182,"HAG",1,"szt.",1,3250612794768,"EC000058","-",0.23,125,"KG","NIE"]
["FG25XD","univers Obudowa stojąca szeregowa IP54/I 1900x1350x600 5-pol.",9316,"HAG",1,"szt.",1,3250612794775,"EC000058","-",0.23,154,"KG","NIE"]
["FG26WD","univers Obudowa stojąca szeregowa IP54/I 1900x1600x400 6-pol.",10113,"HAG",1,"szt.",1,3250612794652,"EC000058","-",0.23,154,"KG","NIE"]
["FK040","Drzwi wewnętrzne do obudowy FK 1900x1000mm",920,"HAG",1,"szt.",1,3250610272831,"EC002625","-",0.23,36,"KG","NIE"]
["FK104","Obudowa FK IP65 z płytą montażową montowaną od frontu 1600x800x400mm",3167,"HAG",1,"szt.",1,3250612510818,"EC000058","-",0.23,74,"KG","NIE"]
["FK114","Obudowa FK IP65 z płytą montażową montowaną od frontu 2100x600x500mm",3316,"HAG",1,"szt.",1,3250612510870,"EC000058","-",0.23,77.3,"KG","TAK"]
["FK134","Obudowa FK IP65 z płytą montażową montowaną od frontu 2100x1000x500mm",4587,"HAG",1,"szt.",1,3250612510962,"EC000058","-",0.23,126.2,"KG","TAK"]
["FK153","Obudowa FK IP65 z płytą montażową montowaną z boku 1600x600x400mm",3057,"HAG",1,"szt.",1,3250612511563,"EC000058","-",0.23,51,"KG","NIE"]
["FK17011","Netway otoczka elastyczna kabli płaska 20x83mm Lmax=1m, stalowy",129,"TEH",1,"szt.",1,4012002246078,"EC000722","-",0.23,0.34100000000000003,"KG","NIE"]
["FK183","Obudowa FK IP65 z płytą montażową montowaną z boku 2100x1000x400mm",5373,"HAG",1,"szt.",1,3250612511075,"EC000058","-",0.23,115,"KG","NIE"]
["FK210","Dolna płyta zamykająca pełna do obudów FK 600x300mm",63,"HAG",1,"szt.",1,3250612510573,"EC000211","-",0.23,1,"KG","NIE"]
["FK280","Dolna płyta zamykająca przesuwna do obudów FK 800x400mm",175,"HAG",1,"szt.",1,3250612511136,"EC000211","-",0.23,2.1419999999999999,"KG","TAK"]
["FK371","Cokół do obudów FK 100x600x500mm",491,"HAG",1,"szt.",1,3250612511297,"EC000721","-",0.23,7.6,"KG","TAK"]
["FK404","Wspornik uniwersalny do obudów FK gł. 400mm",92,"HAG",1,"szt.",1,3250612511198,"EC002625","-",0.23,0.91,"KG","TAK"]
["FKH7035","Profil prowadzacy pod otoczkę Netway płaską, jasnoszara",97,"TEH",1,"szt.",1,4012002248355,"EC002596","-",0.23,0.62,"KG","NIE"]
["FL107A","orion+ 400x300x200 mm Obudowa stalowa do wyposażenia, drzwi stalowe pełne",447,"HAG",1,"szt.",1,3250610674031,"EC000058","-",0.23,7.4,"KG","TAK"]
["FL108A","orion+ 400x400x200 mm Obudowa stalowa do wyposażenia, drzwi stalowe pełne",482,"HAG",1,"szt.",1,3250610670460,"EC000058","-",0.23,9,"KG","TAK"]
["FL116A","orion+ 600x600x250 mm Obudowa stalowa do wyposażenia, drzwi stalowe pełne",786,"HAG",1,"szt.",1,3250610670507,"EC000058","-",0.23,17.5,"KG","TAK"]
["FL128A","orion+ 950x800x300 mm Obudowa stalowa do wyposażenia, drzwi stalowe pełne",1379,"HAG",1,"szt.",1,3250610670569,"EC000058","-",0.23,33.5,"KG","TAK"]
["FL154A","orion+ 350x300x160 mm Obudowa stalowa do wyposażenia, drzwi transparentne",526,"HAG",1,"szt.",1,3250610670651,"EC000058","-",0.23,6.44,"KG","TAK"]
["FL160A","orion+ 500x300x200 mm Obudowa stalowa do wyposażenia, drzwi transparentne",650,"HAG",1,"szt.",1,3250610674192,"EC000058","-",0.23,8.76,"KG","NIE"]
["FL168A","orion+ 650x400x250 mm Obudowa stalowa do wyposażenia, drzwi transparentne",815,"HAG",1,"szt.",1,3250610674239,"EC000058","-",0.23,14,"KG","NIE"]
["FL169A","orion+ 650x500x200 mm Obudowa stalowa do wyposażenia, drzwi transparentne",828,"HAG",1,"szt.",1,3250610674246,"EC000058","-",0.23,15,"KG","NIE"]
["FL204B","orion+ 350x300x160 Obudowa box autom./dystryb. drzwi pełne (poliester)",533,"HAG",1,"szt.",1,3250610670859,"EC000058","-",0.23,3.6560000000000001,"KG","TAK"]
["FL216Z","Wentylator IP54 67W 230VAC przepustowość 520m3/h",1222,"HAG",1,"szt.",1,3250619272160,"EC000320","-",0.23,3.62,"KG","NIE"]
["FL220Z","Kratka wentylacyjna IP54 150x150mm",73,"HAG",1,"szt.",1,3250619272207,"EC000331","27.12.40.0",0.23,0.18099999999999999,"KG","TAK"]
["FL254B","orion+ 350x300x160 Obudowa box autom./dystryb. drzwi transparentne (poliester)",674,"HAG",1,"szt.",1,3250610670910,"EC000058","-",0.23,3.6579999999999999,"KG","TAK"]
["FL266B","orion+ 650x400x200 Obudowa box autom./dystryb. drzwi transparentne (poliester)",1063,"HAG",1,"szt.",1,3250610670941,"EC000058","-",0.23,7.5,"KG","TAK"]
["FL302B","orion+ 1150x600x300 Obudowa poliester (naścienna)",2729,"HAG",1,"szt.",1,3250610672372,"EC000058","-",0.23,24,"KG","TAK"]
["FL312B","orion+ 1150x1100x300 Obudowa poliester (naścienna)",4131,"HAG",1,"szt.",1,3250610672433,"EC000058","-",0.23,36.6,"KG","TAK"]
["FL314A","SystemC Płyta montażowa (regulacja głębokości) H150 L400",89,"HAG",1,"szt.",1,3250610671009,"EC000213","-",0.23,955,"G","NIE"]
["FL325A","SystemC Płyta montażowa (regulacja głębokości) H200 L500",104,"HAG",1,"szt.",1,3250610671078,"EC000213","-",0.23,1.7,"KG","NIE"]
["FL330B","orion+ 600x1100x300 Obudowa poliester (z cokołem)",3253,"HAG",1,"szt.",1,3250610672501,"EC000058","-",0.23,29.6,"KG","NIE"]
["FL336A","SystemC Płyta montażowa (regulacja głębokości) H300 L600",135,"HAG",1,"szt.",1,3250610671122,"EC000213","-",0.23,2.62,"KG","TAK"]
["FL345A","SystemC Płyta montażowa (regulacja głębokości) H400 L500",154,"HAG",1,"szt.",1,3250610671153,"EC000213","-",0.23,3,"KG","NIE"]
["FL352B","orion+ 1450x850x300 Obudowa poliester (stojąca) dwu-sekcyjna",4965,"HAG",1,"szt.",1,3250610672594,"EC000058","-",0.23,46.64,"KG","NIE"]
["FL360A","Maskownica z wycięciem i szyną TS35 350x250mm",50,"HAG",1,"szt.",1,3250610674758,"-","27.12.40.0",0.23,0.17,"KG","NIE"]
["FL365A","SystemC Zestaw do zabudowy aparatów modułowych H150 L800",116,"HAG",1,"szt.",1,3250610671221,"EC002625","-",0.23,0.97,"KG","TAK"]
["FL372A","SystemC Zestaw do MCCB Hager 125/160A H300 L500",181,"HAG",1,"szt.",1,3250610671283,"EC002283","-",0.23,1.256,"KG","NIE"]
["FL391AH","Blok do MCCBh3 250A H500W300 drzwi wewnętrzne",443,"HAG",1,"szt.",1,3250610674338,"EC001897","-",0.23,2.488,"KG","NIE"]
["FL405A","SystemC Płyta montażowa metalowa H400 L300",54,"HAG",1,"szt.",1,3250610671405,"EC000213","-",0.23,1.6,"KG","TAK"]
["FL409A","SystemC Płyta montażowa metalowa H500 L500",95,"HAG",1,"szt.",1,3250610671443,"EC000213","-",0.23,3.8,"KG","TAK"]
["FL417A","SystemC Płyta montażowa metalowa H950 L800",303,"HAG",1,"szt.",1,3250610674543,"EC000213","-",0.23,12.3,"KG","TAK"]
["FL427A","SystemC Płyta montażowa izolacyjna H650 L500",205,"HAG",1,"szt.",2,3250610671665,"EC000213","-",0.23,2.4,"KG","NIE"]
["FL432A","SystemC Płyta montażowa izolacyjna H1250 L600",498,"HAG",1,"szt.",2,3250610671719,"EC000213","-",0.23,5.8,"KG","NIE"]
["FL463A","orion+ SystemC H650 L400/500 Szyny nośne",205,"HAG",1,"szt.",1,3250610671795,"EC000212","25.11.23.0",0.23,2.2829999999999999,"KG","TAK"]
["FL474A","SystemC Płyta montażowa metalowa (perforowana) H500 L300",115,"HAG",1,"szt.",1,3250610671511,"EC000213","-",0.23,1.38,"KG","NIE"]
["FL479A","SystemC Płyta montażowa metalowa (perforowana) H800 L600",294,"HAG",1,"szt.",1,3250610671566,"EC000213","-",0.23,4.66,"KG","TAK"]
["FL501A","SystemC Szyna DIN z zestawem połączeniowym L500 box",102,"HAG",1,"szt.",1,3250610671856,"EC002287","25.11.23.0",0.23,1,"KG","TAK"]
["FL505B","orion+ 550x850x300 Obudowa poliester naścienna drzwi transparentne",2406,"HAG",1,"szt.",1,3250610676059,"EC000058","-",0.23,19.2,"KG","NIE"]
["FL512E","orion+ L500H1050 Płyta metalowa montażowa do obudowy poliestrowej",221,"HAG",1,"szt.",1,3250610672914,"EC000213","-",0.23,9.5,"KG","NIE"]
["FL525B","orion+ 600x850x300 Obudowa poliester z cokołem drzwi transparentne",2699,"HAG",1,"szt.",1,3250610676257,"EC000058","-",0.23,24.5,"KG","NIE"]
["FL530B","orion+ 600x1100x300 Obudowa poliester z cokołem drzwi transparentne",3680,"HAG",1,"szt.",1,3250610676301,"EC000058","-",0.23,30.3,"KG","NIE"]
["FL541A","Drzwi wewnętrzne metalowe H250 L200",226,"HAG",1,"szt.",1,3250610671887,"EC000747","-",0.23,1,"KG","NIE"]
["FL546A","Drzwi wewnętrzne metalowe H400 L400",264,"HAG",1,"szt.",1,3250610671931,"EC000747","-",0.23,2.2999999999999998,"KG","NIE"]
["FL551A","Drzwi wewnętrzne metalowe H650 L400",318,"HAG",1,"szt.",1,3250610671986,"EC000747","-",0.23,3.5,"KG","NIE"]
["FL556A","Drzwi wewnętrzne metalowe H950 L600",408,"HAG",1,"szt.",1,3250610672037,"EC000747","-",0.23,7.1,"KG","NIE"]
["FL561E","orion+ L750H750 Płyta montażowa izolacyjna do obudowy poliestrowej",344,"HAG",1,"szt.",2,3250610673041,"EC000213","-",0.23,5.05,"KG","NIE"]
["FL600E","orion+ L750H450 Drzwi wewnętrzne metalowe do obudów poliestrowych",377,"HAG",1,"szt.",1,3250610673157,"EC000747","-",0.23,5,"KG","NIE"]
["FL644A","Drzwi wewnętrzne poliestrowe H500 L300",338,"HAG",1,"szt.",1,3250610672082,"EC000747","-",0.23,1,"KG","NIE"]
["FL670A","Uszczelka (tylko do obudów metalowych)",44,"HAG",1,"szt.",1,3250610672136,"EC002287","-",0.23,8.7999999999999995E-2,"KG","NIE"]
["FL70Z","Kanał grzebieniowy + pokrywa wym.25x60 mm (szt.)",202,"HAG",1,"szt.",1,4012740673334,"EC000012","27.33.13.0",0.23,1,"KG","TAK"]
["FL72S","univers Obudowa z poliestru IP65 1150x600mm",3453,"HAG",1,"szt.",1,3250612550258,"EC000058","-",0.23,25.2,"KG","NIE"]
["FL72SP","univers Obudowa z poliestru IP65 1150x600mm odporna na UV",4887,"HAG",1,"szt.",1,3250612550357,"EC000058","-",0.23,26.43,"KG","NIE"]
["FL74Z","Zamek FK wkładka trójkątna 9mm do uchwytu dźwigniowego",51,"HAG",1,"szt.",5,3250619176642,"EC000327","-",0.23,0.08,"KG","NIE"]
["FL874A","orion+ Zestaw uziemiający",11,"HAG",1,"szt.",10,3250610672303,"EC000213","-",0.23,2.9000000000000001E-2,"KG","TAK"]
["FL93Z","orion+ Zamek metal wkładka trójkątna z kluczem 8mm",23,"HAG",1,"szt.",1,3250612621163,"EC002287","-",0.23,6.8000000000000005E-2,"KG","TAK"]
["FL962A","orion+ Cokół H150 do metalowej obudowy L800 P300",580,"HAG",1,"szt.",1,3250610673324,"EC000721","-",0.23,6.9859999999999998,"KG","NIE"]
["FL990C","SystemC Podzespół funkcyjny 2x10 M 350x300 do FL204B/254B",292,"HAG",1,"szt.",1,3250610673577,"EC002575","-",0.23,2.1030000000000002,"KG","NIE"]
["FL991A","SystemC Podzespół funkcyjny 3x10 M 500x300",434,"HAG",1,"szt.",1,3250610673416,"EC002575","-",0.23,3.23,"KG","NIE"]
["FP01SN2","univers Obudowa naścienna IP44/II 1550x300x205",1933,"HAG",1,"szt.",1,3250612670123,"EC002287","-",0.23,20.8,"KG","NIE"]
["FP02TN2","univers Obudowa naścienna IP44/I 1550x550x205",2395,"HAG",1,"szt.",1,3250612668199,"EC000058","-",0.23,30,"KG","NIE"]
["FP05SN2","univers Obudowa naścienna IP44/II 1550x1300x205",3897,"HAG",1,"szt.",1,3250612670161,"EC000058","-",0.23,49,"KG","NIE"]
["FP21SN2","univers Obudowa stojąca IP44/II 1950x300x205",2749,"HAG",1,"szt.",1,3250612668922,"EC000058","-",0.23,23,"KG","TAK"]
["FP23SN2","univers Obudowa stojąca IP44/II 1950x800x205",3402,"HAG",1,"szt.",1,3250612668960,"EC000058","-",0.23,44,"KG","TAK"]
["FP24SW2","univers Obudowa stojąca IP54/II 1950x1050x205",4467,"HAG",1,"szt.",1,3250612669066,"EC000058","-",0.23,53.2,"KG","NIE"]
["FP25SN2","univers Obudowa stojąca IP44/II 1950x1300x205",4074,"HAG",1,"szt.",1,3250612672424,"EC000058","-",0.23,64.8,"KG","TAK"]
["FP35SN2","univers Obudowa naścienna IP44/II 500x1300x205",1700,"HAG",1,"szt.",1,3250612669554,"EC000058","-",0.23,20,"KG","NIE"]
["FP42TN2","univers Obudowa naścienna IP44/I 650x550x205",1012,"HAG",1,"szt.",1,3250612667505,"EC000058","-",0.23,11.6,"KG","NIE"]
["FP51SW2","univers Obudowa naścienna IP54/II 800x300x205",1385,"HAG",1,"szt.",1,3250612669257,"EC000058","-",0.23,10.5,"KG","NIE"]
["FP53TN2","univers Obudowa naścienna IP44/I 800x800x205",1175,"HAG",1,"szt.",1,3250612667703,"EC000058","-",0.23,18.899999999999999,"KG","TAK"]
["FP55TN2","univers Obudowa naścienna IP44/I 800x1300x205",1680,"HAG",1,"szt.",1,3250612667741,"EC000058","-",0.23,24.62,"KG","NIE"]
["FP62TN2","univers Obudowa naścienna IP44/I 950x550x205",1125,"HAG",1,"szt.",1,3250612667789,"EC000058","-",0.23,16.3,"KG","TAK"]
["FP64SW2","univers Obudowa naścienna IP54/II 950x1050x205",3144,"HAG",1,"szt.",1,3250612669349,"EC000058","-",0.23,21.6,"KG","NIE"]
["FP72SN2","univers Obudowa naścienna IP44/II 1100x550x205",1485,"HAG",1,"szt.",1,3250612668540,"EC000058","-",0.23,18.5,"KG","TAK"]
["FP74TN2","univers Obudowa naścienna IP44/I 1100x1050x205",1667,"HAG",1,"szt.",1,3250612667932,"EC000058","-",0.23,27,"KG","TAK"]
["FP81TN2","univers Obudowa naścienna IP44/I 1250x300x205",1012,"HAG",1,"szt.",1,3250612667970,"EC000058","-",0.23,14,"KG","NIE"]
["FP83TN2","univers Obudowa naścienna IP44/I 1250x800x205",1461,"HAG",1,"szt.",1,3250612668014,"EC000058","-",0.23,27.8,"KG","TAK"]
["FP85SW2","univers Obudowa naścienna IP54/II 1250x1300x205",4193,"HAG",1,"szt.",1,3250612669455,"EC000058","-",0.23,40.200000000000003,"KG","NIE"]
["FP93SN2","univers Obudowa naścienna IP44/II 1400x800x205",2167,"HAG",1,"szt.",1,3250612668571,"EC000262","-",0.23,29.5,"KG","TAK"]
["FP95TN2","univers Obudowa naścienna IP44/I 1400x1300x205",2117,"HAG",1,"szt.",1,3250612668151,"EC000058","-",0.23,42.3,"KG","NIE"]
["FR06A","Pokrywy góra/dół szerokość 1500mm - ramki szachtowe AP",715,"HAG",1,"kpl",1,3250612680061,"EC000261","-",0.23,6.87,"KG","NIE"]
["FR40A","Ścianki boczne wysokość 650mm lewa+prawa - ramki szachtowe AP",181,"HAG",1,"kpl",1,3250612680085,"EC000261","-",0.23,2.16,"KG","TAK"]
["FT31L","univers Obudowa naścienna IP54/II 500x300x275 drzwi transparentne",1777,"HAG",1,"szt.",1,3250612700547,"EC000058","-",0.23,13.6,"KG","NIE"]
["FT32S","univers Obudowa naścienna IP54/II 500x550x275",2765,"HAG",1,"szt.",1,3250612701179,"EC000058","-",0.23,18.899999999999999,"KG","NIE"]
["FT34S","univers Obudowa naścienna IP54/II 500x1050x275",3980,"HAG",1,"szt.",1,3250612701698,"EC000058","-",0.23,33.22,"KG","NIE"]
["FT42K","univers Obudowa naścienna IP54/I 650x550x275 drzwi transparentne",2266,"HAG",1,"szt.",1,3250612700349,"EC000058","-",0.23,22.3,"KG","NIE"]
["FT43S","univers Obudowa naścienna IP54/II 650x800x275",4654,"HAG",1,"szt.",1,3250612701261,"EC000058","-",0.23,31.5,"KG","NIE"]
["FT52L","univers Obudowa naścienna IP54/II 800x550x275 drzwi transparentne",2879,"HAG",1,"szt.",1,3250612700615,"EC000058","-",0.23,26.5,"KG","NIE"]
["FT53S","univers Obudowa naścienna IP54/II 800x800x275",3783,"HAG",1,"szt.",1,3250612701322,"EC000058","-",0.23,36.1,"KG","NIE"]
["FT61S","univers Obudowa naścienna IP54/II 950x300x275",2932,"HAG",1,"szt.",1,3250612701360,"EC000058","-",0.23,22.72,"KG","NIE"]
["FT63S","univers Obudowa naścienna IP54/II 950x800x275",3973,"HAG",1,"szt.",1,3250612701407,"EC000058","-",0.23,37.96,"KG","NIE"]
["FT64S","univers Obudowa naścienna IP54/II 950x1050x275",4776,"HAG",1,"szt.",1,3250612701421,"EC000058","-",0.23,51.5,"KG","NIE"]
["FT72S","univers Obudowa naścienna IP54/II 1100x550x275",2953,"HAG",1,"szt.",1,3250612701469,"EC000058","-",0.23,36.5,"KG","TAK"]
["FT74E","univers Obudowa naścienna IP54/I 1100x1050x275",5102,"HAG",1,"szt.",1,3250612702350,"EC000058","-",0.23,51.8,"KG","NIE"]
["FT83E","univers Obudowa naścienna IP54/I 1250x800x275",4355,"HAG",1,"szt.",1,3250612701537,"EC000058","-",0.23,45.4,"KG","NIE"]
["FT85E","univers Obudowa naścienna IP54/I 1250x1300x275",5774,"HAG",1,"szt.",1,3250616000148,"EC000058","-",0.23,67.5,"KG","NIE"]
["FT92K","univers Obudowa naścienna IP54/I 1400x550x275 drzwi transparentne",3306,"HAG",1,"szt.",1,3250612700516,"EC000058","-",0.23,34,"KG","NIE"]
["FT93S","univers Obudowa naścienna IP54/II 1400x800x275",4511,"HAG",1,"szt.",1,3250612701605,"EC000058","-",0.23,51,"KG","NIE"]
["FW324FD","FW2 podtynkowe Drzwi z ramką maskującą dla FW324FT",422,"HAG",1,"szt.",1,3250614300165,"-","-",0.23,5.2,"KG","NIE"]
["FW324FT","fw2 Rozdzielnica podtynkowa z zaciskami PE/N 3R/72M (3x24) I kl. IP30",986,"HAG",1,"szt.",1,3250614300837,"EC000058","27.12.31.0",0.23,15.84,"KG","TAK"]
["FW412WT","fw2 Rozdzielnica natynkowa z zaciskami PE/N 4R/48M (4x12) I kl. IP30",1080,"HAG",1,"szt.",1,3250614300967,"EC000058","27.12.31.0",0.23,14.499000000000001,"KG","TAK"]
["FW436WT","fw2 Rozdzielnica natynkowa z zaciskami PE/N 4R/144M (4x36) I kl. IP30",1207,"HAG",1,"szt.",1,3250614300981,"EC000058","27.12.31.0",0.23,27.2,"KG","TAK"]
["FW43UD1","fw media Rozdzielnica pusta 144M IP30 II kl p/t",1758,"HAG",1,"szt.",1,3250612733262,"EC000058","-",0.23,16.600000000000001,"KG","NIE"]
["FW524FT","fw2 Rozdzielnica podtynkowa z zaciskami PE/N 5R/120M (5x24) I kl. IP30",1293,"HAG",1,"szt.",1,3250614300882,"EC000058","27.12.31.0",0.23,22.78,"KG","TAK"]
["FW612FD","FW2 podtynkowe Drzwi z ramką maskującą dla FW612FT",553,"HAG",1,"szt.",1,3250614300158,"-","-",0.23,5.25,"KG","NIE"]
["FW612FT","fw2 Rozdzielnica podtynkowa z zaciskami PE/N 6R/72M (6x12) I kl. IP30",1266,"HAG",1,"szt.",1,3250614300905,"EC000058","27.12.31.0",0.23,14,"KG","TAK"]
["FW62US1","fw media Rozdzielnica kompletna 144M IP30 II kl p/t",2031,"HAG",1,"szt.",1,3250612733132,"EC000058","-",0.23,21,"KG","TAK"]
["FW72UD1","fw media Rozdzielnica pusta 168M IP30 II kl p/t",1667,"HAG",1,"szt.",1,3250612733378,"EC000058","-",0.23,18.8,"KG","NIE"]
["FW72US1","fw media Rozdzielnica kompletna 168M IP30 II kl p/t",2645,"HAG",1,"szt.",1,3250612733170,"EC000058","-",0.23,24.4,"KG","TAK"]
["FWB34D","univers Obudowa FW pusta IP44/II 500x1050x160",1378,"HAG",1,"szt.",1,3250612735457,"EC000058","-",0.23,15.2,"KG","NIE"]
["FWB44D","univers Obudowa FW pusta IP44/II 650x1050x160",1453,"HAG",1,"szt.",1,3250612735495,"EC000058","-",0.23,18.399999999999999,"KG","NIE"]
["FWB44S","univers Rozdzielnica FW IP44/II 650x1050x160",2429,"HAG",1,"szt.",1,3250612735709,"EC000058","-",0.23,25.4,"KG","NIE"]
["FWB61D","univers Obudowa FW pusta IP44/II 950x300x160",688,"HAG",1,"szt.",1,3250612736850,"EC000058","-",0.23,10.31,"KG","NIE"]
["FWB64D","univers Obudowa FW pusta IP44/II 950x1050x160",1680,"HAG",1,"szt.",1,3250612736881,"EC000058","-",0.23,25.34,"KG","NIE"]
["FWB72D","univers Obudowa FW pusta IP44/II 1100x550x160",1218,"HAG",1,"szt.",1,3250612736942,"EC000058","-",0.23,17.3,"KG","NIE"]
["FWB74S","univers Rozdzielnica FW IP44/II 1100x1050x160",2828,"HAG",1,"szt.",1,3250612736928,"EC000058","-",0.23,40.200000000000003,"KG","TAK"]
["FWK35011009010","FWK Kanał ognioodporny I90 50x110mm 1,5m biały",350,"UTS",1,"szt.",1,4012740847452,"EC002657","-",0.23,32.25,"KG","NIE"]
["FWK3E500600VERZ","FWK 3E Kanał ognioodporny E30 50x60mm 1,5m ocynk",245,"UTS",1,"szt.",1,4012740889902,"EC002657","-",0.23,16.100000000000001,"KG","NIE"]
["FWK3E992600VERZ","FWK 3E Kanał ognioodporny E30 100x260mm 1m ocynk",374,"UTS",1,"szt.",1,4012740889940,"EC002657","-",0.23,26.001000000000001,"KG","NIE"]
["FWK95021009010","FWK 90 Kanał ognioodporny E30 do E60 50x210mm 0,75m biały",444,"UTS",1,"szt.",1,4012740847575,"EC002657","-",0.23,34.549999999999997,"KG","NIE"]
["FZ001W","univers Drzwi prawe do obudowy IP54 500x300mm",333,"HAG",1,"szt.",1,3250612778737,"EC000747","-",0.23,1.8,"KG","NIE"]
["FZ002W","univers Drzwi prawe do obudowy IP54 500x550mm",360,"HAG",1,"szt.",1,3250612778744,"EC000747","-",0.23,2.86,"KG","NIE"]
["FZ006N","univers Drzwi prawe do obudowy IP44 650x550mm",392,"HAG",1,"szt.",1,3250612776542,"EC000747","-",0.23,3.4329999999999998,"KG","NIE"]
["FZ009N","univers Drzwi prawe do obudowy IP44 800x300mm",251,"HAG",1,"szt.",1,3250612776573,"EC000747","-",0.23,2.5499999999999998,"KG","NIE"]
["FZ010W","univers Drzwi prawe do obudowy IP54 800x550mm",399,"HAG",1,"szt.",1,3250612778782,"EC000747","-",0.23,5.13,"KG","NIE"]
["FZ012B","univers Rama maskująca IP44 500x550mm",750,"HAG",1,"szt.",1,3250612777679,"EC000456","-",0.23,2,"KG","TAK"]
["FZ014FT","fw media Drzwi transparentne do obudowy FW62/63/64U 550x950mm",504,"HAG",1,"szt.",1,3250612763801,"EC000747","-",0.23,3.63,"KG","NIE"]
["FZ014W","univers Drzwi prawe do obudowy IP54 950x550mm",418,"HAG",1,"szt.",1,3250612778805,"EC000747","-",0.23,5.51,"KG","NIE"]
["FZ019N","univers Drzwi lewe do obudowy IP44 800x1300mm",523,"HAG",1,"szt.",1,3250612776672,"EC000747","-",0.23,6.4,"KG","NIE"]
["FZ022B","univers Rama maskująca IP44 650x550mm",731,"HAG",1,"szt.",1,3250612777723,"EC000456","-",0.23,2.2000000000000002,"KG","TAK"]
["FZ022W","univers Drzwi prawe do obudowy IP54 1100x550mm",449,"HAG",1,"szt.",1,3250612778829,"EC000747","-",0.23,6,"KG","NIE"]
["FZ026N","univers Drzwi prawe do obudowy IP44 1250x300mm",315,"HAG",1,"szt.",1,3250612776740,"EC000747","-",0.23,3.7,"KG","NIE"]
["FZ027W","univers Drzwi prawe do obudowy IP54 1250x550mm",467,"HAG",1,"szt.",1,3250612778843,"EC000747","-",0.23,6.8,"KG","NIE"]
["FZ032N","univers Drzwi prawe do obudowy IP44 1400x550mm",464,"HAG",1,"szt.",1,3250612776801,"EC000747","-",0.23,6,"KG","NIE"]
["FZ042F","fw media Rama maskująca dla:FW42U",250,"HAG",1,"szt.",1,3250612763863,"EC000747","-",0.23,3,"KG","NIE"]
["FZ053F","fw media Rama maskująca dla:FW53U",299,"HAG",1,"szt.",1,3250612763900,"EC000747","-",0.23,3,"KG","NIE"]
["FZ102N","univers Drzwi transparentne IP44 1100x550mm",837,"HAG",1,"szt.",1,3250612777037,"EC000747","-",0.23,4.34,"KG","NIE"]
["FZ12B","univers Rama maskująca IP44 800x550mm",831,"HAG",1,"szt.",1,3250612777778,"EC000456","-",0.23,2.7,"KG","TAK"]
["FZ12MMO","Patch Panel dla 12 modułów BTR, bez modułów, szyna DIN lub płyta montażowa",83,"HAG",1,"szt.",1,3250615002167,"EC002287","27.12.23.0",0.23,0.255,"KG","TAK"]
["FZ14B","univers Rama maskująca IP44 800x1050mm",860,"HAG",1,"szt.",1,3250612777792,"EC000456","-",0.23,3.6,"KG","NIE"]
["FZ15B","univers Rama maskująca IP44 800x1300mm",1178,"HAG",1,"szt.",1,3250612777808,"EC000456","-",0.23,6,"KG","NIE"]
["FZ191N","univers Drzwi specjalne prawe IP44 H 950 x W 300",621,"HAG",1,"szt.",1,3250612777464,"EC000747","-",0.23,3.806,"KG","NIE"]
["FZ196N","univers Drzwi prawe do obudowy IP44 1850x550mm",649,"HAG",1,"szt.",1,3250612777518,"EC000747","-",0.23,11.2,"KG","NIE"]
["FZ199W","univers Drzwi prawe do obudowy IP54 1550x300mm",533,"HAG",1,"szt.",1,3250612778874,"EC000747","-",0.23,0.1,"KG","NIE"]
["FZ204W","univers Drzwi prawe do obudowy IP44 1550x550mm",707,"HAG",1,"szt.",1,3250612778904,"EC000747","-",0.23,7.1,"KG","NIE"]
["FZ209SD","univers Drzwi prawe pełne IP54/II 1900x850mm",1402,"HAG",1,"szt.",1,3250612795321,"EC000058","-",0.23,32,"KG","NIE"]
["FZ214D","univers Drzwi prawe pełne IP54 1900x800mm",1184,"HAG",1,"szt.",1,3250612795253,"EC000058","-",0.23,25,"KG","NIE"]
["FZ219SD","univers Drzwi prawe transparentne IP54/II 1900x550mm",1575,"HAG",1,"szt.",1,3250612795437,"EC000058","-",0.23,18,"KG","NIE"]
["FZ223D","univers Drzwi prawe transparentne IP54 1900x800mm",1906,"HAG",1,"szt.",1,3250612794911,"EC000747","-",0.23,22,"KG","NIE"]
["FZ223SD","univers Drzwi lewe transparentne IP54/II 1900x800mm",1797,"HAG",1,"szt.",1,3250612795451,"EC000058","-",0.23,20,"KG","NIE"]
["FZ226XW","Drzwi transparentne do obudowy IP41 RAL7035 2000x1600 (WxS)",4156,"UTS",1,"szt.",1,7611912538289,"EC000058","-",0.23,39.700000000000003,"KG","NIE"]
["FZ24H","fw2 Wspornik pod zaciski KMxxx/odciążenie przewodów, 24M do rozdzielnic FWx24FT",46,"HAG",1,"szt.",1,3250614300400,"EC002287","27.12.40.0",0.23,0.36599999999999999,"KG","TAK"]
["FZ25B","univers Rama maskująca IP44 950x1300mm",1157,"HAG",1,"szt.",1,3250612777853,"EC000456","-",0.23,6.5,"KG","NIE"]
["FZ288N","Osłona filtra do obudów FB",451,"UTS",1,"szt.",1,3250612779864,"EC000058","-",0.23,0.1,"KG","NIE"]
["FZ297N","Dodatkowa rama wyrównująca do drzwi ognioodpornych 1195x575x51mm (WxSxG)",1745,"UTS",1,"szt.",1,3250612779666,"EC000058","-",0.23,15.2,"KG","NIE"]
["FZ298N","Dodatkowa rama wyrównująca do drzwi ognioodpornych 1195x795x51mm (WxSxG)",1889,"UTS",1,"szt.",1,3250612779673,"EC000058","-",0.23,17.2,"KG","NIE"]
["FZ32B","univers Rama maskująca IP44 1100x550mm",945,"HAG",1,"szt.",1,3250612777877,"EC000456","-",0.23,3.19,"KG","TAK"]
["FZ34B","univers Rama maskująca IP44 1100x1050mm",1002,"HAG",1,"szt.",1,3250612777891,"EC000456","-",0.23,4,"KG","NIE"]
["FZ354","Osłona wyprowadzenia przewodów 4-polowa RAL7035",424,"HAG",1,"szt.",1,3250612763542,"EC000083","27.12.23.0",0.23,2.33,"KG","NIE"]
["FZ371","univers Przepust kablowy M60",30,"UTS",1,"szt.",1,3250612762507,"EC000322","-",0.23,0.06,"KG","NIE"]
["FZ400Q","Profil uniwersalny do obudowy IP54 głębokość 400mm",101,"HAG",1,"szt.",1,3250612765836,"EC000058","25.11.23.0",0.23,0.93799999999999994,"KG","NIE"]
["FZ403","Przepust kablowy wąski do FR0xA",69,"HAG",1,"szt.",5,3250612764037,"EC000211","-",0.23,9.6000000000000002E-2,"KG","TAK"]
["FZ406M","univers Przepust kablowy IP54 dla M20/M25",118,"HAG",1,"szt.",5,3250612765515,"EC000211","27.33.13.0",0.23,0.16500000000000001,"KG","TAK"]
["FZ413","univers Dławica kablowa okrągła dla 1 kabla d=35-60mm",187,"HAG",1,"szt.",1,3250612764136,"EC000451","22.21.29.0",0.23,0.52,"KG","NIE"]
["FZ415E","Płyta z 2 dławicami kablowymi,univers do kabli śr. 23 to 55mm, kl. I",316,"HAG",1,"szt.",1,3250616000063,"EC000211","-",0.23,0.5,"KG","NIE"]
["FZ424FP","Zestaw maskujący dla FW512F",99,"HAG",1,"szt.",1,3250614300479,"EC002617","-",0.23,0.3,"KG","NIE"]
["FZ427R","Płyta przepustowa boczna tworzywo prawa",153,"HAG","1","szt.",1,3250612779024,"EC000211","-",0.23,0.4,"KG","NIE"]
["FZ435","univers Element zamykający dolne przepusty",142,"HAG",1,"szt.",1,3250612764358,"EC002624","27.33.13.0",0.23,0.14000000000000001,"KG","NIE"]
["FZ443B","univers Zestaw łączeniowy do obudowy 3-pol. głębokość 160/205mm",260,"HAG","1","szt.",1,3250612778669,"EC002622","-",0.23,407,"G","NIE"]
["FZ445N","Osłona wyprowadzenia przewodów 5-polowa",337,"HAG","1","szt.",1,3250612778058,"EC000083","27.12.23.0",0.23,0.1,"KG","NIE"]
["FZ454","univers Klucz zapasowy do zamka FZ452N IP44/54 nr404",27,"HAG",1,"szt.",1,3250612764549,"EC000175","-",0.23,30,"G","NIE"]
["FZ466N","univers Przepust kablowy IP44/54 II",66,"HAG","1","szt.",1,3250612764792,"EC000211","-",0.23,0.12,"KG","NIE"]
["FZ502N","univers Zamek wkładka trójkątna 7mm",27,"HAG","1","szt.",1,3250612779192,"EC000327","-",0.23,80,"G","NIE"]
["FZ512FP","Zestaw maskujący dla FW412F",104,"HAG",1,"szt.",1,3250614300448,"EC002617","-",0.23,0.34,"KG","NIE"]
["FZ51B","univers Rama maskująca IP44 1400x300mm",794,"HAG","1","szt.",1,3250612777969,"EC000456","-",0.23,4.5999999999999996,"KG","NIE"]
["FZ531N","univers Zamek klamka obrotowa zamykana zamek nr1333",218,"HAG","1","szt.",1,3250612778188,"EC000327","-",0.23,0.15,"KG","TAK"]
["FZ535N","univers Zamek uchwyt uchylny do półbębenka 40mm plombowany",184,"HAG","1","szt.",1,3250612778218,"EC000327","-",0.23,0.185,"KG","TAK"]
["FZ597","fw2/univers Zamek do drzwi rozdzielnicy, wkładka z kluczem",73,"HAG",1,"szt.",1,3250612765973,"EC000327","27.12.40.0",0.23,90,"G","TAK"]
["FZ611EN","univers Cokół 100x300x160mm",559,"HAG","1","szt.",1,3250612778386,"EC000721","-",0.23,2.4,"KG","NIE"]
["FZ614N","univers Cokół 100x1050x205mm",685,"HAG","1","szt.",1,3250612778515,"EC000721","-",0.23,5.4,"KG","TAK"]
["FZ622EN","univers Cokół 200x550x160mm",731,"HAG","1","szt.",1,3250612778447,"EC000721","-",0.23,5.6,"KG","NIE"]
["FZ625N","univers Cokół 200x1300x205mm",1092,"HAG","1","szt.",1,3250612778577,"EC000721","-",0.23,12,"KG","NIE"]
["FZ636FP","Zestaw maskujący dla FW636F",110,"HAG",1,"szt.",1,3250614300523,"EC002617","-",0.23,0.45,"KG","NIE"]
["FZ645","univers Cokół 200x1300x275mm",1283,"HAG",1,"szt.",1,3250612766451,"EC000058","27.12.40.0",0.23,12.94,"KG","NIE"]
["FZ664","univers Cokół 200x1050x350mm",1069,"HAG",1,"szt.",1,3250612766642,"EC000058","27.12.40.0",0.23,10.9,"KG","NIE"]
["FZ703","univers Szyna wsporcza 3-polowa do obudów stojących IP43",252,"HAG",1,"szt.",1,3250612767038,"EC000322","25.11.23.0",0.23,0.73,"KG","NIE"]
["FZ709EX","Ściana boczna do obudowy stojących IP41 RAL7035 2000x600 (WxG)",341,"UTS",1,"szt.",1,7611912537985,"EC000058","-",0.23,15.6,"KG","TAK"]
["FZ715N","univers Osłona chroniąca przed dotykiem 5-polowa",604,"HAG",1,"szt.",1,3250612768912,"EC000775","27.12.23.0",0.23,3.5,"KG","NIE"]
["FZ721","univers Zestaw łączeniowy do obudowy IP54",193,"HAG",1,"szt.",1,3250612767212,"EC002622","27.12.40.0",0.23,0.183,"KG","TAK"]
["FZ747S","univers Zestaw łączeniowy G400mm kl II izol.",307,"HAG",1,"szt.",1,3250612762309,"EC002622","27.12.40.0",0.23,2060,"G","NIE"]
["FZ752D","univers Płyta zamykająca górna zamknięta 2-polowa G600",334,"HAG",1,"szt.",1,3250612794492,"EC000211","-",0.23,6.3330000000000002,"KG","NIE"]
["FZ762D","univers Płyta zamykająca dolna przesuwna 2-polowa G600",493,"HAG",1,"szt.",1,3250612794553,"EC000211","-",0.23,6.3769999999999998,"KG","NIE"]
["FZ773","univers Zestaw łączeniowy do obudowy IP54",145,"HAG",1,"szt.",1,3250612767731,"EC002622","27.12.40.0",0.23,0.5,"KG","NIE"]
["FZ795D","Kieszeń na dokumentację A4",148,"HAG",1,"szt.",1,3250612767977,"EC000317","-",0.23,0.68400000000000005,"KG","NIE"]
["FZ799N","Uchwyty do zawieszania na szynie FZ890N",207,"HAG","1","kpl",1,3250612779147,"EC002625","-",0.23,0.14000000000000001,"KG","NIE"]
["FZ804E","Szyna wsporcza dla odciążenia kabli o szerokości 1100mm",197,"UTS",1,"szt.",1,7611912539064,"EC000058","25.11.23.0",0.23,0.48,"KG","NIE"]
["FZ804N","univers Szyna wsporcza do kabli 4-polowa do cokołu",111,"HAG",1,"szt.",1,3250612769902,"EC000322","25.11.23.0",0.23,4.5999999999999996,"KG","NIE"]
["FZ814Q","Pozioma poprzeczka montażowa do obudowy IP54 szerokość 1050mm",151,"HAG",1,"kpl",1,3250612765805,"EC000058","-",0.23,1,"KG","NIE"]
["FZ824N","univers Zamek cylindryczny z pokrywą plombowaną",82,"HAG","1","szt.",1,3250612778294,"EC000327","-",0.23,0.08,"KG","NIE"]
["FZ834N","univers Drążki przesuwne do zamków IP54 650mm",171,"HAG","1","szt.",1,3250612778324,"EC000327","-",0.23,0.26,"KG","TAK"]
["FZ844","univers Szyna wsporcza do kabli do cokołu S1050mm",126,"HAG",1,"szt.",1,3250612768448,"EC000322","25.11.23.0",0.23,0.76800000000000002,"KG","NIE"]
["FZ872XE","Pokrywa zamykająca obudowy IP41 dolna uszczelnienie szczotkowe 600x600 (SxG)",612,"UTS",1,"szt.",1,7611912538821,"EC000058","-",0.23,0.8,"KG","NIE"]
["FZ873D","univers Płyta zamykająca dolna przesuwna 3-polowa G400",399,"HAG",1,"szt.",1,3250612794140,"EC000211","-",0.23,6.1289999999999996,"KG","NIE"]
["FZ876D","univers Płyta zamykająca dolna przesuwna 6-polowa G400",695,"HAG",1,"szt.",1,3250612794171,"EC000211","-",0.23,12.025,"KG","NIE"]
["FZ882SD","univers Płyta zamykająca górna zamknięta 2-polowa G400 II kl.",207,"HAG",1,"szt.",1,3250612794256,"EC000211","-",0.23,4.42,"KG","NIE"]
["FZ882WE","Pokrywa zamykająca obudowy IP41 górna pełna bez przetłoczeń 600x400 (SxG)",205,"UTS",1,"szt.",1,7611912538081,"EC000058","-",0.23,2.4,"KG","NIE"]
["FZ884WE","Pokrywa zamykająca obudowy IP41 górna pełna bez przetłoczeń 1100x400 (SxG)",281,"UTS",1,"szt.",1,7611912538104,"EC000058","-",0.23,4.5,"KG","NIE"]
["FZ885XE","Pokrywa zamykająca obudowy IP41 górna pełna bez przetłoczeń 1350x600 (SxG)",386,"UTS",1,"szt.",1,7611912538616,"EC000058","-",0.23,8,"KG","NIE"]
["FZ886D","univers Płyta zamykająca górna zamknięta 6-polowa G400 I kl.",405,"HAG",1,"szt.",1,3250612794232,"EC000211","-",0.23,11.19,"KG","NIE"]
["FZ894SD","univers Płyta zamykająca górna otwarta 4-polowa G400",499,"HAG",1,"szt.",1,3250612794331,"EC000211","-",0.23,5.8,"KG","NIE"]
["FZ903D","univers Cokół W100mm G400mm",603,"HAG",1,"szt.",1,3250612794027,"EC000721","-",0.23,7.5,"KG","TAK"]
["FZ905SD","univers Cokół W100mm G400mm  IIkl  1350mm",603,"HAG",1,"szt.",1,3250612757640,"EC000721","-",0.23,9,"KG","NIE"]
["FZ912WE","Cokół do obudowy stojącej IP41 RAL9005 100x600x400 (WxSxG)",265,"UTS",1,"szt.",1,7611912538302,"EC000058","-",0.23,6,"KG","TAK"]
["FZ913WP","Cokół do obudowy stojącej szeregowej RAL9005 850x100x400(SxWxG)",206,"UTS",1,"szt.",1,3250617770040,"EC000058","-",0.23,6.5,"KG","TAK"]
["FZ916WE","Cokół do obudowy stojącej IP41 RAL9005 100x1600x400 (WxSxG)",432,"UTS",1,"szt.",1,7611912538340,"EC000058","-",0.23,10.5,"KG","TAK"]
["FZ923WP","Cokół do obudowy stojącej szeregowej RAL9005 850x200x400(SxWxG)",269,"UTS",1,"szt.",1,3250617770095,"EC000058","-",0.23,10.7,"KG","NIE"]
["FZ926D","univers Cokół W100mm G600mm",839,"HAG",1,"szt.",1,3250612794416,"EC000721","-",0.23,14.5,"KG","NIE"]
["FZ934SD","univers Cokół W200mm G400mm  IIkl  1100mm",1050,"HAG",1,"szt.",1,3250612757718,"EC000721","-",0.23,16,"KG","NIE"]
["FZ936SD","univers Cokół W200mm G400mm  IIkl  1600mm",1285,"HAG",1,"szt.",1,3250612757732,"EC000721","-",0.23,20.8,"KG","NIE"]
["FZ942WE","Cokół do obudowy stojącej IP41 RAL9005 200x600x400 (WxSxG)",487,"UTS",1,"szt.",1,7611912538449,"EC000058","-",0.23,9.5719999999999992,"KG","NIE"]
["FZ945D","univers Cokół W200mm G600mm",1183,"HAG",1,"szt.",1,3250612794461,"EC000721","-",0.23,25.5,"KG","NIE"]
["FZ946XE","Cokół do obudowy stojącej IP41 RAL9005 200x1600x600 (WxSxG)",994,"UTS",1,"szt.",1,7611912538548,"EC000058","-",0.23,18,"KG","NIE"]
["FZ987","univers Drążki przesuwne do zamków 1550mm",235,"HAG","1","szt.",1,3250612764907,"EC000327","-",0.23,650,"G","NIE"]
["G003009001","Gniazdo SCHUKO z przełącznikiem, p.przep., WAGO, C-profil, kremowe",560,"TEH",1,"szt.",10,4012740843287,"EC000942","27.33.13.0",0.23,0.27,"KG","NIE"]
["G004009001","Gniazdo SCHUKO, p.przep.filtr., WAGO, C-profil, kremowe",609,"TEH",1,"szt.",10,4012740843478,"EC000942","27.33.13.0",0.23,0.23899999999999999,"KG","NIE"]
["G12019001","BRN Kąt wewnętrzny 70110, kremowy",16,"TEH",1,"szt.",1,4012740844413,"EC000867","27.33.13.0",0.23,0.127,"KG","NIE"]
["G12057035","BRN Kąt płaski 70110, jasnoszary",98,"TEH",1,"szt.",1,4012740844529,"EC000876","27.33.13.0",0.23,0.155,"KG","NIE"]
["G12119010","BRN Kąt wewnętrzny 70130, biały",19,"TEH",1,"szt.",1,4012740844581,"EC000867","27.33.13.0",0.23,0.14000000000000001,"KG","TAK"]
["G12217035","BRN Kąt wewnętrzny 70170, jasnoszary",94,"TEH",1,"szt.",1,4012740844680,"EC000867","27.33.13.0",0.23,0.17199999999999999,"KG","TAK"]
["G12219010","BRN Kąt wewnętrzny 70170, biały",29,"TEH",1,"szt.",1,4012740844703,"EC000867","27.33.13.0",0.23,0.17199999999999999,"KG","TAK"]
["G12259001","BRN Kąt płaski 70170, kremowy",93,"TEH",1,"szt.",1,4012740844789,"EC000876","27.33.13.0",0.23,0.29299999999999998,"KG","NIE"]
["G12337035","BRN Końcówka 70210, jasnoszara",19,"TEH",1,"szt.",1,4012740844888,"EC000873","27.33.13.0",0.23,8.6999999999999994E-2,"KG","NIE"]
["G12359010","BRN Kąt płaski 70210, biały",54,"TEH",1,"szt.",1,4012740844949,"EC000876","27.33.13.0",0.23,0.42399999999999999,"KG","NIE"]
["G127670351","BRAN Element T, 70210, jasnoszary",101,"TEH",1,"szt.",1,4012740824934,"EC001939","27.33.13.0",0.23,0.157,"KG","NIE"]
["G15119010","Maskownica na przebicie w ścianie 70110, biała",55,"TEH",1,"szt.",1,4012740849760,"EC002449","27.33.13.0",0.23,2.7E-2,"KG","TAK"]
["G15179001","Maskownica na przebicie w ścianie 70170, kremowa",64,"TEH",1,"szt.",1,4012740849852,"EC002449","27.33.13.0",0.23,4.2000000000000003E-2,"KG","NIE"]
["G1615","BRS/LFS Przegroda PC/ABS, bezhalogenowa",29,"TEH",1,"m",48,4012740886383,"EC001009","27.33.13.0",0.23,0.26500000000000001,"KG","NIE"]
["G2011","BRSN Złączka do kanału 70130",19,"TEH",1,"PAA",1,4012740193399,"-","-",0.23,"-","-","-"]
["G2263","Odstępnik uniwersalny, odległość od ściany 195-460mm",110,"TEH",1,"szt.",5,4012740203500,"EC000706","27.33.13.0",0.23,0.98399999999999999,"KG","NIE"]
["G2400","BRAN Uziemienie uniwersalne",6,"TEH",1,"szt.",5,4012740849999,"-","-",0.23,"-","-","-"]
["G2850","Puszka instalacyjna 1-krotna, montaż krawędziowy",15,"TEH",1,"szt.",1,4012740220040,"EC000073","27.33.13.0",0.23,5.8000000000000003E-2,"KG","TAK"]
["G3136","Moduł przeciwprzepięciowy do profili typ: montaż frontalny",399,"TEH",1,"szt.",1,4012740884532,"EC000942","-",0.23,0.105,"KG","NIE"]
["G3234LAN","Płytka frontowa 2xRJ45, 80mm, bezhalogenowa, malowana na aluminium",28,"TEH",1,"szt.",1,4012740209045,"EC000190","-",0.23,3.1E-2,"KG","NIE"]
["G32447035","Płytka frontowa RTV/SAT, 80mm, jasnoszara",27,"TEH",1,"szt.",1,4012740209311,"EC000190","-",0.23,3.3000000000000002E-2,"KG","NIE"]
["G3375LAN","Maskownica DA200 do puszek gniazd CEE, alu",58,"TEH",1,"szt.",1,4012740909532,"EC000190","27.33.13.0",0.23,3.3000000000000002E-2,"KG","NIE"]
["G3404LAN","Maskownica do gniazda ACO, lakier alu",21,"TEH",1,"szt.",1,4012740841900,"EC000190","27.33.13.0",0.23,1.6E-2,"KG","NIE"]
["G35007035","Maskownica modułowa do gniazda podwójnego, jasnoszara",10,"TEH",1,"szt.",1,4012740841801,"EC000190","27.33.13.0",0.23,0.04,"KG","TAK"]
["G35109001","Maskownica modułowa z opisem, podwójna, kremowa",40,"TEH",1,"szt.",1,4012740848428,"-","-",0.23,"-","-","-"]
["G35519010","Maskownica modułowa, łącznik, biały",7.5,"TEH",1,"szt.",10,4012740848503,"EC000190","27.33.13.0",0.23,5.0000000000000001E-3,"KG","NIE"]
["G36047035","Maskownica modułowa 3-krotna 80mm, jasnoszara",45,"TEH",1,"szt.",1,4012740891554,"EC000190","27.33.13.0",0.23,4.3999999999999997E-2,"KG","NIE"]
["G3614LAN","Maskownica modułowa 3-krotna 80mm, bezhalogenowa, alu lak",53,"TEH",1,"szt.",1,4012740891806,"EC000190","27.33.13.0",0.23,3.7999999999999999E-2,"KG","NIE"]
["G40189001","BRN Gniazdo ACO, kremowe",145,"TEH",1,"szt.",1,4012740847117,"-","-",0.23,"-","-","-"]
["G40189010","BRN Gniazdo ACO, białe",145,"TEH",1,"szt.",1,4012740847124,"-","-",0.23,"-","-","-"]
["G4700","Zestaw przyłączeniowy magistrali zasilającej",84,"TEH",1,"szt.",1,4012740849623,"EC002560","27.32.13.0",0.23,0.16,"KG","NIE"]
["G4732","Przewód przyłączeniowy 3x1,5mm2, 750mm",25,"TEH",1,"szt.",10,4012740885461,"EC002587","27.32.13.0",0.23,9.7000000000000003E-2,"KG","NIE"]
["G4746","Przewód przyłączeniowy 3x1,5mm2, 7500mm",64,"TEH",1,"szt.",5,4012740885515,"EC002587","27.32.13.0",0.23,0.8,"KG","NIE"]
["G4791","Przewód przyłączeniowy 3x2,5mm2, 450mm, bezhalogenowe",38,"TEH",1,"szt.",10,4012740860819,"EC002587","27.32.13.0",0.23,0.107,"KG","NIE"]
["G4903","Komplet śrubokretów 6 szt.",150,"TEH",1,"kpl",1,4012740214735,"EC000149","-",0.23,0.495,"KG","TAK"]
["G7059","Piła do otworowania blatów fi=102mm",385,"TEH",1,"szt.",1,4012740887052,"EC000415","27.33.13.0",0.23,0.53900000000000003,"KG","NIE"]
["G71227035","Cokolik połączenia, netway-osłona elastyczna okrągła, jasnoszary",58,"TEH",1,"szt.",1,4012740832489,"EC002596","27.33.13.0",0.23,0.28899999999999998,"KG","NIE"]
["G71517035","ecoline Zestaw montażowy do modułu zasilającego netway tower, jasnoszary",43,"TEH",1,"szt.",1,4012740880756,"-","27.33.13.0",0.23,0.27400000000000002,"KG","NIE"]
["G8310","Patch kabel RJ45 S/FTP kat.7, 1500mm",38,"TEH",1,"szt.",1,4012740885706,"EC001262","27.32.13.0",0.23,8.7999999999999995E-2,"KG","NIE"]
["G84047035","Przepust podłogowy do podłóg technicznych, wy osł. okr. < 20mm, jasnoszary",273,"TEH",1,"szt.",1,4012740890601,"EC001915","27.33.13.0",0.23,0.161,"KG","NIE"]
["GB080209011","Maskownica 2-krotna, ABS bezhalogenowe (HFR), grafitowa",20,"TEH",1,"szt.",1,4012740909761,"EC000190","-",0.23,3.1E-2,"KG","NIE"]
["GB080219010","Maskownica z polem opisowym, 2-krotna, ABS bezhalogenowe (HFR), biała",42,"TEH",1,"szt.",1,4012740909822,"EC000190","-",0.23,3.4000000000000002E-2,"KG","NIE"]
["GB080317035","Maskownica z polem opisowym, 3-krotna, ABS bezhalogenowe (HFR), jasnoszara",50,"TEH",1,"szt.",1,4012740909945,"EC000190","-",0.23,4.3999999999999997E-2,"KG","NIE"]
["GB120203020","Maskownica 2-krotna ABS bezhalogenowy 120mm czerwony",23,"TEH",1,"szt.",1,4012740855266,"-","-",0.23,4.3999999999999997E-2,"KG","NIE"]
["GB120219010","Maskownica 2-krotna z polem opisowym ABS bezhalogenowy 120mm biały",47,"TEH",1,"szt.",1,4012740855969,"-","-",0.23,4.5999999999999999E-2,"KG","NIE"]
["GB120317035","Maskownica 3-krotna z polem opisowym ABS bezhalogenowy 120mm jasnoszary",49,"TEH",1,"szt.",1,4012740859691,"-","-",0.23,5.8000000000000003E-2,"KG","NIE"]
["GB120319010","Maskownica 3-krotna z polem opisowym ABS bezhalogenowy 120mm biały",49,"TEH",1,"szt.",1,4012740869430,"-","-",0.23,5.8000000000000003E-2,"KG","NIE"]
["GBD5013109010","GBD Kanał elektroinstalacyjny 50x130mm, 2-komorowy, biały",78,"TEH",1,"m",12,4012740859004,"EC001938","27.33.13.0",0.23,1.73,"KG","TAK"]
["GD106N","Minirozdzielnica IP30 II kl 6M N/PE",38,"HAG",1,"szt.",4,3250612843176,"EC000214","-",0.23,331.75,"G","TAK"]
["GLT1511","Ramka montażowa, frontowa do montażu krawędziowego uniwersalna PA bezhalogenowa",17,"TEH",1,"szt.",1,4012740869683,"EC000073","-",0.23,1.7999999999999999E-2,"KG","NIE"]
["GP106P","Drzwi białe dla GD106N",17,"HAG",1,"szt.",1,3250612960224,"EC002287","-",0.23,52,"G","NIE"]
["GR08009010","Maskownica 1-krotna bez łącznika, ABS bezhalogenowe (HFR), biel",17,"TEH",1,"szt.",1,4012740869560,"EC000190","-",0.23,1.4999999999999999E-2,"KG","NIE"]
["GR08019001","Maskownica 1-krotna z łącznikiem, ABS bezhalogenowe (HFR), krem",28,"TEH",1,"szt.",1,4012740871334,"EC000190","-",0.23,1.7000000000000001E-2,"KG","NIE"]
["GR12009001","Maskownica 1-krotna bez łącznika ABS bezhalogenowy 120mm krem",21,"TEH",1,"szt.",1,4012740872911,"-","-",0.23,2.7E-2,"KG","NIE"]
["GS11009001","Gniazdo SCHUKO z przełącznikiem, WAGO, C-profil, kremowe",261,"TEH",1,"szt.",10,4012740850957,"EC000125","27.33.13.0",0.23,0.20100000000000001,"KG","NIE"]
["GS12009001","Gniazdo SCHUKO, przeciwprzepięciowe, WAGO, C-profil, kremowe",471,"TEH",1,"szt.",10,4012740851046,"EC000125","27.33.13.0",0.23,0.215,"KG","NIE"]
["GS12019010","Gniazdo SCHUKO, przeciwprzepięciowe, WAGO, montaż krawędziowy, białe",471,"TEH",1,"szt.",10,4012740851114,"EC000125","27.33.13.0",0.23,0.22,"KG","NIE"]
["GS20013020","Gniazdo SCHUKO 2-krotne, WAGO, montaż krawędziowy, czerwone",81,"TEH",1,"szt.",10,4012740851190,"EC000125","27.33.13.0",0.23,0.22,"KG","NIE"]
["GS20109010","Gniazdo SCHUKO 2-krotne, 45st., WAGO, C-profil, białe",88,"TEH",1,"szt.",10,4012740851299,"EC000125","27.33.13.0",0.23,0.21,"KG","NIE"]
["GS20119010","Gniazdo SCHUKO 2-krotne, 45st., WAGO, montaż krawędziowy, białe",88,"TEH",1,"szt.",10,4012740851367,"EC000125","27.33.13.0",0.23,0.21,"KG","NIE"]
["GS30016029","Gniazdo SCHUKO 3-krotne, połączenie WAGO, montaż krawędziowy, zielone",178,"TEH",1,"szt.",10,4012740851497,"EC000125","27.33.13.0",0.23,0.28000000000000003,"KG","NIE"]
["GT4519010","Ramka montażowa 1-krotna, 45x45mm, biała",18,"TEH",1,"szt.",1,4012740213899,"EC000190","27.33.13.0",0.23,3.4000000000000002E-2,"KG","TAK"]
["GT4537035","Ramka montażowa 3-krotna, 45x45mm, jasnoszara",42,"TEH",1,"szt.",1,4012740897907,"-","-",0.23,6.2E-2,"KG","NIE"]
["GV080LAN","Łącznik maskownic, ABS bezhalogenowe (HFR), lakier alu",11,"TEH",1,"szt.",1,4012740873970,"EC000190","-",0.23,4.0000000000000001E-3,"KG","NIE"]
["GZ04E","Zacisk 1x4 żółto zielony",8.3000000000000007,"HAG",1,"szt.",1,3250613060824,"EC000446","25.11.23.0",0.23,1.7999999999999999E-2,"KG","NIE"]
["GZ110S","Nośnik pod zacisk dodatkowy dla GD110N",9.6999999999999993,"HAG",1,"szt.",1,3250613060886,"EC002287","25.11.23.0",0.23,20,"G","NIE"]
["GZKS29010","Zestaw montażowy Keystone, ABS bezhalogenowe (HFR), biel",46,"TEH",1,"szt.",1,4012740871129,"EC000018","-",0.23,5.8999999999999997E-2,"KG","NIE"]
["GZTAE39010","Płytka centralna TAE 3-krotna, ABS bezhalogenowe (HFR), biel",12,"TEH",1,"szt. ",1,4012740871204,"EC000018","-",0.23,1.0999999999999999E-2,"KG","NIE"]
["GZTAE3LAN","Płytka centralna TAE 3-krotna, ABS bezhalogenowe (HFR), lakier alu",17,"TEH",1,"szt. ",1,4012740871211,"EC000018","-",0.23,1.0999999999999999E-2,"KG","NIE"]
["HA364","Rozłącznik obciążenia, 3P, 1600A",7935,"UTS",1,"szt.",1,3250613119690,"EC000216","27.12.23.0",0.23,12.696999999999999,"KG","NIE"]
["HA365","Rozłącznik obciążenia, 3P, 2000A",10137,"UTS",1,"szt.",1,3250613113148,"EC000216","27.12.23.0",0.23,31,"KG","NIE"]
["HA460","Rozłącznik obciążenia, 4P, 800A",3568,"UTS",1,"szt.",1,3250613119706,"EC000216","27.12.23.0",0.23,12.2,"KG","NIE"]
["HA70602","HA7 Pokrywa kanału grzebieniowego bezhalogenowego, szerokość 60mm",27,"TEH",1,"m",20,4012740199506,"EC000727","27.33.13.0",0.23,0.17199999999999999,"KG","NIE"]
["HA7100060","HA7 Kanał grzebieniowy bezhalogenowy 100x60mm, jasnoszary",111,"TEH",1,"m",16,4012740199360,"EC000012","27.33.13.0",0.23,0.71299999999999997,"KG","TAK"]
["HA760025","HA7 Kanał grzebieniowy bezhalogenowy 60x25mm, jasnoszary",80,"TEH",1,"m",60,4012740199186,"EC000012","27.33.13.0",0.23,0.26400000000000001,"KG","TAK"]
["HA780060","HA7 Kanał grzebieniowy bezhalogenowy 80x60mm, jasnoszary",98,"TEH",1,"m",20,4012740199278,"EC000012","27.33.13.0",0.23,0.54200000000000004,"KG","TAK"]
["HA780080","HA7 Kanał grzebieniowy bezhalogenowy 80x80mm, jasnoszary",131,"TEH",1,"m",12,4012740199308,"EC000012","27.33.13.0",0.23,0.752,"KG","TAK"]
["HAB406","Rozłącznik obciążenia 4P 63A",197,"HAG",1,"szt.",1,3250613140366,"EC000216","27.12.23.0",0.23,301,"G","TAK"]
["HAD410","Rozłącznik, rozm3, 4P, 100A",366,"HAG",1,"szt.",1,3250613140458,"EC000216","27.12.23.0",0.23,0.83399999999999996,"KG","TAK"]
["HAD412","Rozłącznik, rozm3, 4P, 125A",393,"HAG",1,"szt.",1,3250613140465,"EC000216","27.12.23.0",0.23,0.84299999999999997,"KG","TAK"]
["HBA161H","Blok różnicowo-prądowy 4P 160A, regulowany",3921,"HAG",1,"szt.",1,3250613121099,"EC002297","-",0.23,1646,"G","TAK"]
["HCA161H","Rozłącznik obciążenia x160 4P 160A",1472,"HAG",1,"szt.",1,3250613136666,"EC000216","27.12.23.0",0.23,1234,"G","TAK"]
["HCD400H","Rozłącznik obciążenia h630 3P 400A",2436,"HAG",1,"szt.",1,3250613363093,"EC000216","27.12.23.0",0.23,4945,"G","TAK"]
["HCF981H","Rozłącznik obciążenia h1600 4P 1250A",9998,"UTS",1,"szt.",1,3250613363291,"EC000216","27.12.23.0",0.23,35700,"G","NIE"]
["HEC251H","Wyłącznik mocy h250 4P 70kA 250A LSI",5955,"HAG",1,"szt.",1,3250613340667,"EC000228","27.12.22.0",0.23,3401,"G","NIE"]
["HED630H","Wyłącznik mocy h630 3P 70kA 630A LSI",7272,"HAG",1,"szt.",1,3250613349615,"EC000228","27.12.22.0",0.23,7.101,"KG","NIE"]
["HEF990H","Wyłącznik mocy h1600 3P 70kA 1600A LSI",14365,"UTS",1,"szt.",1,3250613349943,"EC000228","27.12.22.0",0.23,30.14,"KG","NIE"]
["HEG051U","Wyłącznik mocy h250 4P 65kA 50A TM",1568,"HAG",1,"szt.",1,3250613340766,"EC000228","27.12.22.0",0.23,1900,"G","NIE"]
["HEG200U","Wyłącznik mocy h250 3P 65kA 200A TM",3020,"HAG",1,"szt.",1,3250613340728,"EC000228","27.12.22.0",0.23,1578,"G","NIE"]
["HFD306","Rozłącznik izolacyjny z bezpiecznikami 3-polowy NH000 63 A",647,"UTS",1,"szt.",1,3250613130305,"EC001040","27.12.23.0",0.23,1.3129999999999999,"KG","NIE"]
["HFD363","Rozłącznik izolacyjny z bezpiecznikami 3-polowy NH2 630 A",4597,"UTS",1,"szt.",1,3250613130404,"EC001040","27.12.23.0",0.23,16.920000000000002,"KG","NIE"]
["HHA026H","Wyłącznik mocy x160 4P 25kA 25A",925,"HAG",1,"szt.",1,3250613130879,"EC000228","27.12.22.0",0.23,1.333,"KG","NIE"]
["HHA080H","Wyłącznik mocy x160 3P 25kA 80A",947,"HAG",1,"szt.",1,3250613130480,"EC000228","27.12.22.0",0.23,1.0329999999999999,"KG","TAK"]
["HHA161H","Wyłącznik mocy x160 4P 25kA 160A",2239,"HAG",1,"szt.",1,3250613130930,"EC000228","27.12.22.0",0.23,1320,"G","TAK"]
["HHG125U","Wyłącznik mocy h250 3P 25kA 125A TM",1571,"HAG",1,"szt.",1,3250613189068,"EC000228","27.12.22.0",0.23,1669,"G","NIE"]
["HI404R","Przełącznik modułowy I-O-II 4P 80A",1061,"HAG",1,"szt.",1,3250613190071,"EC000216","26.51.82.0",0.23,1.39,"KG","TAK"]
["HI460","Przełącznik zasilania I-0-II 4P 800A",7725,"UTS",1,"szt.",1,3250613190187,"EC000216","26.51.82.0",0.23,37.5,"KG","NIE"]
["HIB416","Przełącznik zasilania z napędem silnikowym, 160A",6180,"UTS",1,"szt.",1,3250613190262,"EC000216","26.51.82.0",0.23,7,"KG","NIE"]
["HIB463","Przełącznik zasilania z napędem silnikowym, 630A",12875,"UTS",1,"szt.",1,3250613190293,"EC000216","26.51.82.0",0.23,16.224,"KG","NIE"]
["HIB495M","Przełącznik zasilania z napędem silnikowym 3200A",61325,"UTS",1,"szt.",1,3250613191467,"-","-",0.23,61,"KG","NIE"]
["HIC420G","Automatyczny przełącznik zasilania 200A",11259,"UTS",1,"szt.",1,3250613131777,"EC000216","-",0.23,"-","-","NIE"]
["HIC490G","Automatyczny przełącznik zasilania 1000A",26696,"UTS",1,"szt.",1,3250613131876,"EC000216","-",0.23,34.15,"KG","NIE"]
["HIM306","Przełącznik modułowy I-O-II 3x63A",645,"HAG",1,"szt.",1,3250613140526,"EC000216","26.51.82.0",0.23,0.69,"KG","TAK"]
["HIM408","Przełącznik modułowy I-O-II 4x80A",1035,"HAG",1,"szt.",1,3250613140571,"EC000216","26.51.82.0",0.23,0.84699999999999998,"KG","TAK"]
["HK12M12S","universNHC Śruba młoteczkowa M12x120mm Cu10 4 szt.",47,"UTS",1,"szt.",1,3250617856546,"EC000058","-",0.23,0.4,"KG","TAK"]
["HK7M12S","universNHC Śruba młoteczkowa M12x70mm Cu10 4 szt.",28,"UTS",1,"szt.",1,3250617856508,"EC000058","-",0.23,0.31,"KG","TAK"]
["HKD251U","Wyłącznik mocy h400 4P 70kA 250A TM",5684,"HAG",1,"szt.",1,3250613131388,"EC000228","27.12.22.0",0.23,6615,"G","NIE"]
["HMB299","MCB Wyłącznik nadprądowy 15kA 2P B 125A",336,"UTS",1,"szt.",1,3250613230067,"EC000042","27.12.22.0",0.23,490,"G","NIE"]
["HMB490","MCB Wyłącznik nadprądowy 15kA 4P B 100A",683,"UTS",1,"szt.",1,3250613230111,"EC000042","27.12.22.0",0.23,967,"G","NIE"]
["HMC299","MCB Wyłącznik nadprądowy 15kA 2P C 125A",378,"UTS",1,"szt.",1,3250613230180,"EC000042","27.12.22.0",0.23,514,"G","NIE"]
["HMD190","MCB Wyłącznik nadprądowy 15kA 1P D 100A",255,"UTS",1,"szt.",1,3250613230265,"EC000042","27.12.22.0",0.23,250,"G","NIE"]
["HMD380","MCB Wyłącznik nadprądowy 15kA 3P D 80A",690,"UTS",1,"szt.",1,3250613230319,"EC000042","27.12.22.0",0.23,737,"G","TAK"]
["HMF199","MCB Wyłącznik nadprądowy 10kA 1P C 125A",200,"UTS",1,"szt.",1,3250613230999,"EC000042","27.12.22.0",0.23,255,"G","NIE"]
["HMF480","MCB Wyłącznik nadprądowy 10kA 4P C 80A",630,"UTS",1,"szt.",1,3250613231064,"EC000042","27.12.22.0",0.23,968,"G","TAK"]
["HMK199","MCB Wyłącznik nadprądowy 30kA 1P C 125A",202,"UTS",1,"szt.",1,3250613230517,"EC000042","27.12.22.0",0.23,250,"G","NIE"]
["HMK490","MCB Wyłącznik nadprądowy 30kA 4P C 100A",838,"UTS",1,"szt.",1,3250613230593,"EC000042","27.12.22.0",0.23,1,"KG","NIE"]
["HMX220","MCB Wyłącznik nadprądowy 50kA 2P C 20A",588,"UTS",1,"szt.",1,3250613231910,"EC000042","27.12.22.0",0.23,0.39,"KG","NIE"]
["HMX225","MCB Wyłącznik nadprądowy 50kA 2P C 25A",588,"UTS",1,"szt.",1,3250613231927,"EC000042","27.12.22.0",0.23,0.39200000000000002,"KG","NIE"]
["HMX320","MCB Wyłącznik nadprądowy 50kA 3P C 20A",893,"UTS",1,"szt.",1,3250613231996,"EC000042","27.12.22.0",0.23,0.6,"KG","NIE"]
["HMX450","MCB Wyłącznik nadprądowy 50kA 4P C 50A",1155,"UTS",1,"szt.",1,3250613232115,"EC000042","27.12.22.0",0.23,0.80600000000000005,"KG","NIE"]
["HMX463","MCB Wyłącznik nadprądowy 50kA 4P C 63A",1155,"UTS",1,"szt.",1,3250613232122,"EC000042","27.12.22.0",0.23,0.80200000000000005,"KG","NIE"]
["HN5010027035","HNG Pokrywa kanału, szerokość 100mm, szara",58,"TEH",1,"m",28,4012740179911,"EC000727","27.33.13.0",0.23,0.192,"KG","NIE"]
["HNA041H","Wyłącznik mocy x160 4P 40kA 40A",1307,"HAG",1,"szt.",1,3250613130954,"EC000228","27.12.22.0",0.23,1.3069999999999999,"KG","NIE"]
["HNA101H","Wyłącznik mocy x160 4P 40kA 100A",2009,"HAG",1,"szt.",1,3250613130985,"EC000228","27.12.22.0",0.23,1.319,"KG","NIE"]
["HNB101H","Wyłącznik mocy x250 4P 40kA 100A TM",2338,"HAG",1,"szt.",1,3250613347789,"EC000228","27.12.22.0",0.23,1733,"G","NIE"]
["HNB200H","Wyłącznik mocy x250 3P 40kA 200A TM",2063,"HAG",1,"szt.",1,3250613347765,"EC000228","27.12.22.0",0.23,1381,"G","TAK"]
["HNB201H","Wyłącznik mocy x250 4P 40kA 200A TM",4209,"HAG",1,"szt.",1,3250613347819,"EC000228","27.12.22.0",0.23,1733,"G","NIE"]
["HND250U","Wyłącznik mocy h400 3P 50kA 250A TM",3897,"HAG",1,"szt.",1,3250613349431,"EC000228","27.12.22.0",0.23,5003,"G","NIE"]
["HND401U","Wyłącznik mocy h400 4P 50kA 400A TM",4971,"HAG",1,"szt.",1,3250613349479,"EC000228","27.12.22.0",0.23,6623,"G","TAK"]
["HNE801H","Wyłącznik mocy h1000 4P 50kA 800A LSI",8773,"UTS",1,"szt.",1,3250613349752,"EC000228","27.12.22.0",0.23,14.321999999999999,"KG","NIE"]
["HNG021U","Wyłącznik mocy h250 4P 30kA 20A TM",1367,"HAG",1,"szt.",1,3250613248079,"EC000228","27.12.22.0",0.23,1900,"G","NIE"]
["HNG126U","Wyłącznik mocy h250 4P 50kA 125A TM",2115,"HAG",1,"szt.",1,3250613248185,"EC000228","27.12.22.0",0.23,1900,"G","NIE"]
["HNG2502507035B","HNG Kanał grzebieniowy bezhalogenowy 25x25mm, jasnoszary",46,"TEH",1,"m",36,4012740219358,"EC000012","27.33.13.0",0.23,0.151,"KG","TAK"]
["HNG3705007035B","HNG Kanał grzebieniowy bezhalogenowy 37x50mm, jasnoszary",63,"TEH",1,"m",40,4012740219518,"EC000012","27.33.13.0",0.23,0.27600000000000002,"KG","NIE"]
["HNG5010007035B","HNG Kanał grzebieniowy bezhalogenowy 50x100mm, jasnoszary",144,"TEH",1,"m",24,4012740180467,"EC000012","27.33.13.0",0.23,0.66900000000000004,"KG","TAK"]
["HNG7503717035BP","HNG Podstawa specjalnie otworowana BP, 75037/1, jasnoszara",85,"TEH",1,"m",40,4012740828512,"EC000012","27.33.13.0",0.23,0.36299999999999999,"KG","NIE"]
["HNH020U","Wyłącznik mocy h250 3P 50kA 20A TM+",1153,"HAG",1,"szt.",1,3250613248284,"EC000228","27.12.22.0",0.23,2400,"G","NIE"]
["HNH051U","Wyłącznik mocy h250 4P0% 50kA 50A TM+",1497,"HAG",1,"szt.",1,3250613248451,"EC000228","27.12.22.0",0.23,3200,"G","NIE"]
["HNH126U","Wyłącznik mocy h250 4P0% 50kA 125A TM+",2115,"HAG",1,"szt.",1,3250613248499,"EC000228","27.12.22.0",0.23,3200,"G","NIE"]
["HR500","Przekaźnik różnic-prąd. 30mA bezzwł.",521,"UTS",1,"szt.",1,3250613281298,"EC001021","27.12.24.0",0.23,0.107,"KG","NIE"]
["HR534","Przekaźnik różnic-prąd. 0,03-10A, regul. zwłoka, 50% LCD, test, 4 wejścia",1235,"UTS",1,"szt.",1,3250613281359,"EC001021","27.12.24.0",0.23,0.30599999999999999,"KG","NIE"]
["HR823","Przekładnik sumujący otwierany 80x120mm",3811,"UTS",1,"szt.",1,3250612388233,"EC002048","26.51.66.0",0.23,1.3080000000000001,"KG","NIE"]
["HTN116C","MCB SLS Wyłącznik nadprądowy selektywny 1P Cs 16A TS35",174,"UNZ",1,"szt.",3,3250613305307,"EC001047","27.12.22.0",0.23,0.35099999999999998,"KG","TAK"]
["HTN132C","MCB SLS Wyłącznik nadprądowy selektywny 1P Cs 32A TS35",184,"UNZ",1,"szt.",3,3250613305338,"EC001047","27.12.22.0",0.23,0.35099999999999998,"KG","TAK"]
["HTN163E","MCB SLS Wyłącznik nadprądowy selektywny 1P E 63A TS35",248,"UNZ",1,"szt.",3,3250613303280,"EC001047","27.33.11.0",0.23,0.35299999999999998,"KG","TAK"]
["HTN325C","MCB SLS Wyłącznik nadprądowy selektywny 3P Cs 25A TS35",500,"UNZ",1,"szt.",1,3250613305406,"EC001047","27.12.22.0",0.23,1,"KG","TAK"]
["HTN350C","MCB SLS Wyłącznik nadprądowy selektywny 3P Cs 50A TS35",545,"UNZ",1,"szt.",1,3250613305444,"EC001047","27.12.22.0",0.23,1.0269999999999999,"KG","TAK"]
["HTS116C1","Wyłącznik selektywny SLS, 1P Cs 16A, szyny 40mm-12x5/10mm L1",223,"UNZ",1,"szt.",3,3250613305000,"EC001047","27.33.11.0",0.23,0.432,"KG","NIE"]
["HTS120E","Wyłącznik selektywny SLS,20A,1bieg.,char.E,szyny 12x5/10 40mm",292,"UNZ",1,"szt.",3,3250613303020,"EC001047","27.33.11.0",0.23,0.42499999999999999,"KG","NIE"]
["HTS135E","Wyłącznik selektywny SLS,35A,1bieg.,char.E,szyny 12x5/10 40mm",277,"UNZ",1,"szt.",3,3250613303051,"EC001047","27.33.11.0",0.23,0.42499999999999999,"KG","NIE"]
["HTS150C2","Wyłącznik selektywny SLS, 1P Cs 50A, szyny 40mm-12x5/10mm L2",197,"UNZ",1,"szt.",3,3250613305741,"EC001047","27.33.11.0",0.23,0.432,"KG","NIE"]
["HTS316E","Wyłącznik selektywny SLS,16A,3bieg.,char.E,szyny 12x5/10 40mm",700,"UNZ",1,"szt.",1,3250613303099,"EC001047","27.33.11.0",0.23,1.2789999999999999,"KG","NIE"]
["HTS335E","Wyłącznik selektywny SLS,35A,3bieg.,char.E,szyny 12x5/10 40mm",826,"UNZ",1,"szt.",1,3250613303136,"EC001047","27.33.11.0",0.23,1.2669999999999999,"KG","NIE"]
["HTS363C","Wyłącznik selektywny SLS, 3P Cs 63A, szyny 40mm-12x5/10mm",591,"UNZ",1,"szt.",1,3250613305154,"EC001047","27.12.22.0",0.23,1.5,"KG","NIE"]
["HTS635C","MCB SLS Wyłącznik nadprądowy selektywny 3P+N, Cs, 35 A, szyny Cu 40-12x5/10 mm",476,"UNZ",1,"szt.",1,3250613305239,"EC001047","27.12.22.0",0.23,1.556,"KG","NIE"]
["HXA004H","Wyzwalacz wzrostowy x160-x250 200-240VAC",201,"HAG",1,"szt.",1,3250613346348,"EC001023","27.12.40.0",0.23,89,"G","TAK"]
["HXA015H","Wyzwalacz podnapięciowy x160-x250 380-450VAC",257,"HAG",1,"szt.",1,3250613346409,"EC001022","27.12.40.0",0.23,80,"G","NIE"]
["HXA054H","Wyzwalacz podnapięciowy zwłoczny x160-x250 220-240VAC",292,"HAG",1,"szt.",1,3250613346560,"EC001022","27.12.40.0",0.23,0.2,"KG","NIE"]
["HXB042H","Napęd silnikowy x250 200-220VAC",2339,"HAG",1,"szt.",1,3250613346522,"EC001030","-",0.23,1600,"G","TAK"]
["HXC002H","Wyzwalacz wzrostowy h250-h1600 48VDC",383,"HAG",1,"szt.",1,3250613369422,"EC001023","27.12.40.0",0.23,6.5000000000000002E-2,"KG","NIE"]
["HXC015H","Wyzwalacz podnapięciowy h250-h630 380-450VAC",424,"HAG",1,"szt.",1,3250613369507,"EC001022","27.12.40.0",0.23,7.0000000000000007E-2,"KG","NIE"]
["HXC030H","Napęd obrotowy bezpośredni h250",307,"HAG",1,"szt.",1,3250613369552,"EC000229","-",0.23,0.34300000000000003,"KG","NIE"]
["HXC055H","Wyzw. podnap. zwł. h250-h630 380-415VAC",824,"HAG",1,"szt.",1,3250613369644,"EC001022","27.12.40.0",0.23,144,"G","NIE"]
["HXD065H","Blokada mechaniczna linkowa h400-h630",2808,"HAG",1,"szt.",1,3250613370084,"EC001044","-",0.23,0.81,"KG","TAK"]
["HXD066H","Mechanizm blokady mechanicznej h3 h630",688,"HAG",1,"szt.",1,3250613112967,"EC001044","-",0.23,0.435,"KG","NIE"]
["HXF008H","Wyzwalacz wzrostowy h1600 110VDC",235,"UTS",1,"szt.",1,3250613113483,"EC001023","27.12.40.0",0.23,68,"G","NIE"]
["HYA013H","Przedł. przyłączy szynowe pr. x160 3P/4P",119,"HAG",1,"szt.",1,3250613346706,"EC002498","-",0.23,0.11899999999999999,"KG","NIE"]
["HYA014H","Przedł. przyłączy szynowe rozsz. x160 3P",118,"HAG",1,"szt.",1,3250613346713,"EC002019","-",0.23,9.9000000000000005E-2,"KG","TAK"]
["HYA026H","Osłona przyłączy tylnych x160 4P",62,"HAG",1,"szt.",1,3250613346829,"EC002498","27.12.23.0",0.23,7.0000000000000007E-2,"KG","NIE"]
["HYB002H","Zaciski klatkowe Al/Cu x250 4P",423,"HAG",1,"szt.",1,3250613346645,"EC002498","-",0.23,0.186,"KG","TAK"]
["HYB005H","Zaciski klatkowe Al/Cu x250/h250 Al 3P 1x 95-240mm²",851,"HAG",1,"szt.",1,3250613111748,"EC002498","-",0.23,0.251,"KG","NIE"]
["HYB027H","Osłona przyłączy standardowych x250 3P",54,"HAG",1,"szt.",1,3250613152314,"EC002498","27.12.23.0",0.23,0.13300000000000001,"KG","NIE"]
["HYC010H","Przedł. przyłączy szynowe pr. h250 3P/4P",161,"HAG",1,"szt.",1,3250613369729,"EC002498","-",0.23,344,"G","NIE"]
["HYC011H","Przedł. przył. szynowe rozsz. h250 3P",176,"HAG",1,"szt.",1,3250613369736,"EC002019","-",0.23,300,"G","TAK"]
["HYD003H","Zaciski klatkowe Cu H400-H630 3P",1092,"HAG",1,"szt.",1,3250613370091,"EC002498","-",0.23,0.64200000000000002,"KG","TAK"]
["HYD012H","Przedł przył rozsz zacisk H400-H630 4P",614,"HAG",1,"szt.",1,3250613370152,"EC002019","-",0.23,0.33100000000000002,"KG","NIE"]
["HYD021H","Osłona przedł. przył. pr. h400-h6300 3P",144,"UTS",1,"szt.",1,3250613370572,"EC002498","27.12.23.0",0.23,0.44,"KG","NIE"]
["HYD031H","Przyłącze tylne 400A 3P",359,"HAG",1,"szt.",1,3250613370220,"EC002498","-",0.23,0.873,"KG","NIE"]
["HYD098H","Zac. oczk. D:12,8 3P/ dla przewodu 240mm²",172,"HAG",1,"szt.",1,3250613152772,"EC001052","-",0.23,0.66,"KG","NIE"]
["HYG022H","Osłona przył. prostych H250 4P TM",170,"HAG",1,"szt.",1,3250613370657,"EC002498","27.12.23.0",0.23,248,"G","NIE"]
["HZ043","Osłona izol. do rozł. HA451/452, 3P",37,"UTS",1,"szt.",1,3250613360436,"EC002498","27.12.40.0",0.23,50,"G","NIE"]
["HZ076","Zaciski klatkowe do HA358 (3 szt.)",356,"UTS",1,"kpl",1,3250613360764,"EC002498","25.11.23.0",0.23,770,"G","NIE"]
["HZ156","Mostek sprzęgający 125-160A",458,"UTS",1,"szt.",1,3250613361563,"EC002498","27.32.13.0",0.23,433,"G","TAK"]
["HZ163","Mostki sprzęgające izolowane do HI462",1422,"UTS",1,"szt.",1,3250613361631,"EC002498","27.32.13.0",0.23,5.7960000000000003,"KG","NIE"]
["HZ185","Zacisk podwójny do HA357",592,"UTS",1,"szt.",1,3250613361853,"EC002498","25.11.23.0",0.23,1030,"G","NIE"]
["HZC014","Mech.obrotowy do rozł.obciąż.100-160A",52,"HAG",1,"szt.",1,3250613140632,"EC000230","-",0.23,9.6000000000000002E-2,"KG","TAK"]
["HZC111","Wałek przedłużający N°5 150mm, 20-100A",23,"HAG",1,"szt.",1,3250613140656,"EC000916","27.12.40.0",0.23,4.9000000000000002E-2,"KG","TAK"]
["HZC116","Wałek przedłużający N°6 320mm, 100-160A",62,"HAG",1,"szt.",1,3250613140700,"EC000916","27.12.40.0",0.23,0.09,"KG","TAK"]
["HZC212","Pok.zacisków 4P do rozł.obciąż.20-63A",33,"HAG",1,"szt.",1,3250613140724,"EC002498","-",0.23,6.0999999999999999E-2,"KG","NIE"]
["HZC312","Zestyk pomocniczy 2C do rozł. 20-160A",53,"HAG",1,"szt.",1,3250613140786,"EC000041","-",0.23,4.3999999999999997E-2,"KG","NIE"]
["HZF203","Osłona zacisków do rozłączników HFDxxx 4-biegunowych 125-160 A",40,"UTS",1,"szt.",1,3250613362683,"EC002498","27.12.23.0",0.23,8.7999999999999995E-2,"KG","NIE"]
["HZF302","Styki pomocnicze 1NC 1A/250V rozłączniki HAx rozmiar 4",60,"UTS",1,"szt.",1,3250613362744,"EC000041","-",0.23,1.2999999999999999E-2,"KG","NIE"]
["HZI201","Osłona zacisków przeł. zasil. 125/160A",108,"UTS",1,"szt.",1,3250613362157,"EC002498","27.12.23.0",0.23,111,"G","NIE"]
["HZI400","Mostki sprzęgające 2x4P do HIC 63-125A",692,"HAG",1,"szt.",1,3250613362935,"EC002498","27.32.13.0",0.23,0.94499999999999995,"KG","NIE"]
["HZT611","Adapter szyn zbiorczych 1P L1 do wyłączników nadprądowych selektywnych SLS",84,"UNZ",1,"szt.",3,3250613303518,"EC001531","27.12.40.0",0.23,138.333,"G","NIE"]
["K01A","Pokrywa do zacisków rozgałęźnych K02SN/K03SN",38,"HAG",1,"szt.",20,4010330710940,"EC002268","-",0.23,4,"G","NIE"]
["K143","Zaciski 5x16+6x10",58,"HAG",1,"szt.",10,4010330712135,"EC001284","25.11.23.0",0.23,2.8000000000000001E-2,"KG","NIE"]
["K156","Listwa przyłączeniowa bez cokołu 1x25 + 8x16 + 8x10 mm2",76,"HAG",1,"szt.",10,4010330711350,"EC001894","25.11.23.0",0.23,5.6000000000000001E-2,"KG","NIE"]
["K22","Zaciski rozgałęźne,2-bieg.,2x35qmm",63,"HAG",1,"szt.",2,4010330730627,"EC000275","25.11.23.0",0.23,0.17799999999999999,"KG","NIE"]
["K65","Zaciski rozgałęźne,1-bieg.,1X35",53,"HAG",1,"szt.",4,4010330710384,"EC000275","25.11.23.0",0.23,135,"G","NIE"]
["K67M","Mostek łączący 1P z końcówkami widełkowymi, długość 250mm 10mm2",8.6,"UTS",1,"szt.",50,4010330710506,"EC000273","27.32.13.0",0.23,3.1E-2,"KG","NIE"]
["K96F","Zaciski do szyn zbiorczych 25-70qmm Cu 12x5mm",20,"HAG",1,"szt.",10,4010330710735,"EC000001","25.11.23.0",0.23,88,"G","TAK"]
["K96R","Zaciski do szyn zbiorczych 15-70qmm Cu 12x5mm opuszczony",59,"HAG",1,"szt.",5,4010330710834,"EC000001","25.11.23.0",0.23,2.4E-2,"KG","NIE"]
["K96Y","Zaciski do szyn zbiorczych PE/N 16qmm Cu 6x6mm",4,"HAG",1,"szt.",25,4010330710896,"EC000001","25.11.23.0",0.23,8.9999999999999993E-3,"KG","NIE"]
["KB309N","Szyna fazowa kołkowa 3P do modułowych rozłączników bezpiecznikowych L7xM",207,"HAG",1,"szt.",10,3250613720414,"EC000215","27.12.40.0",0.23,0.46,"KG","TAK"]
["KB480B","Szyna grzebieniowa kołkowa 4P, 16 mm2, 57M",308,"HAG",1,"szt.",10,3250613720179,"EC000215","27.12.40.0",0.23,0.78600000000000003,"KG","NIE"]
["KCF668L","Szyna grzebieniowa pionowa 4P do RCCB, 3-rzędowa, lewa",169,"HAG",1,"szt.",4,3250613730239,"EC000215","27.12.40.0",0.23,284.25,"G","TAK"]
["KD303M","Szyna fazowa,3bieg.,10qmm,9mod",44,"HAG",1,"szt.",10,3250613740436,"EC000215","27.12.40.0",0.23,6.9000000000000006E-2,"KG","NIE"]
["KDN180B","Szyna grzebieniowa widełkowa 1P, 16 mm2, 57M",116,"HAG",1,"szt.",50,3250613741020,"EC000215","27.12.40.0",0.23,0.28399999999999997,"KG","TAK"]
["KDN380B","Szyna grzebieniowa widełkowa 3P, 16 mm2, 57M",179,"HAG",1,"szt.",10,3250613741044,"EC000215","27.12.40.0",0.23,764,"G","TAK"]
["KDN480B","Szyna grzebieniowa widełkowa do SPD 4P + RCCB 4P/MCB 4P, 16 mm2, 56M",361,"HAG",1,"szt.",10,3250613741051,"EC000215","27.12.40.0",0.23,940,"G","TAK"]
["KH25C","Zacisk rozgałęźny 5-bieg. 2x25/2x16qmm",167,"HAG",1,"szt.",5,3250613780203,"EC000275","27.12.40.0",0.23,0.33500000000000002,"KG","TAK"]
["KJ02A","Blok rozdzielczy, wieloodejściowy,250A",242,"HAG",1,"szt.",4,3250613800239,"EC001894","27.12.40.0",0.23,0.433,"KG","TAK"]
["KJ08Z","Mostek zwierający do listwy KJ30x (3+N)",170,"UNZ",1,"szt.",1,3250613800093,"EC000446","27.32.13.0",0.23,0.16,"KG","NIE"]
["KJ09Z","Mostek zwierający do listwy (3+N), uchwyt dla aparatów NH",151,"UNZ",1,"szt.",1,3250613800109,"EC000446","27.32.13.0",0.23,0.14000000000000001,"KG","NIE"]
["KJ30S","Listwa zaciskowa licznikowa 63A 3+N z zaciskami napięciowymi",140,"UNZ",1,"szt.",5,3250613802530,"EC000446","-",0.23,0.26,"KG","TAK"]
["KM08L","Zaciski fazowe 4x16+4x10",21,"HAG",1,"szt.",20,3250613831028,"EC000001","25.11.23.0",0.23,3.9E-2,"KG","NIE"]
["KM10A","Zaciski neutralne 5x16+5x10",35,"HAG",1,"szt.",20,3250613831110,"EC000001","25.11.23.0",0.23,3.9E-2,"KG","NIE"]
["KM13N","Listwa przyłączeniowa z cokołem neutralna 6x16 + 7x10 mm2",32,"HAG",1,"szt.",20,3250613831219,"EC000001","25.11.23.0",0.23,4.3999999999999997E-2,"KG","TAK"]
["KN06E","QuickConnect Blok samozacisków ochronny, zielony, 1x16 + 5x4 mm2, szer. 30 mm",41,"HAG",1,"szt.",1,3250613849016,"EC001284","25.11.23.0",0.23,2.5999999999999999E-2,"KG","TAK"]
["KN06N","QuickConnect Blok samozacisków neutralny, niebieski, 1x16 + 5x4 mm2, szer. 30 mm",41,"HAG",1,"szt.",1,3250613849115,"EC001284","25.11.23.0",0.23,2.5999999999999999E-2,"KG","TAK"]
["KN22E","QuickConnect Blok samozacisków ochronny, zielony, 5x16 + 17x4 mm2,  szer. 90 mm",86,"HAG",1,"szt.",1,3250613849054,"EC001284","25.11.23.0",0.23,0.106,"KG","TAK"]
["KN99P","QuickConnect Mostki łączeniowe fazowe, brązowe, kpl = 10 szt.",187,"HAG",1,"szt.",1,3250613849221,"EC002498","27.32.13.0",0.23,5.5E-2,"KG","NIE"]
["KR15P","Zacisk szeregowy 35-150 qmm",242,"HAG",1,"szt.",1,3250613880354,"EC000897","25.11.23.0",0.23,0.37,"KG","NIE"]
["KWB01","Blokada końcowa do zacisków do 35mm2",9.9,"HAG",1,"szt.",100,3250613931322,"EC000903","-",0.23,0.02,"KG","NIE"]
["KWE02G","Osłona końcowa do zacisku 10mm2",5.9,"HAG",1,"szt.",10,3250613931537,"EC000886","27.12.23.0",0.23,2.5,"G","NIE"]
["KWE04GR","Osłona końcowa dla KXA10E, KXA16E",2.4,"HAG",1,"szt.",10,3250613931650,"EC000886","27.12.23.0",0.23,3.5,"G","NIE"]
["KWE08B","Osłona końcowa dla KYA02NH3,KYA02NP",2.4,"HAG",1,"szt.",10,3250613931735,"EC000886","27.12.23.0",0.23,2,"G","NIE"]
["KWE11GR","Osłona końcowa dla KYA04EH4",2.4,"HAG",1,"szt.",10,3250613931810,"EC000886","27.12.23.0",0.23,4.3999999999999997E-2,"KG","NIE"]
["KWE13G","Osłona końcowa dla KYA04LH3",2.4,"HAG",1,"szt.",10,3250613931865,"EC000886","27.12.23.0",0.23,4.3999999999999997E-2,"KG","NIE"]
["KWE15GR","Osłona końcowa dla KYA10EH2",1.6,"HAG",1,"szt.",10,3250613931933,"EC000886","27.12.23.0",0.23,5.0000000000000001E-3,"KG","NIE"]
["KWE18B","Osłona końcowa dla KYA02NH, KYA04NH",2,"HAG",1,"szt.",10,3250613931971,"EC000886","27.12.23.0",0.23,3,"G","NIE"]
["KWE26G","Osłona końcowa dla KXA04VB, KXA04LX",2.6,"HAG",1,"szt.",10,3250613932008,"EC000886","27.12.23.0",0.23,3.5,"G","NIE"]
["KWJ02B4","Mostek izolowany 2,5mm2 , 4-krotny",6,"HAG",1,"szt.",10,3250613932053,"EC000489","27.32.13.0",0.23,4.5,"G","NIE"]
["KWJ02D4","Mostek izolowany, 2,5mm2 , 4x krotny",5.2,"HAG",1,"szt.",10,3250613932091,"EC000489","27.32.13.0",0.23,2,"G","NIE"]
["KWJ04B10","Mostek równoległy, 10 polowy, do zacisków 6mm2",40,"HAG",1,"szt.",10,3250613931353,"EC000489","27.32.13.0",0.23,1.6E-2,"KG","NIE"]
["KWJ04B4","Mostek izolowany 4mm2 , 4-krotny",8.1999999999999993,"HAG",1,"szt.",10,3250613932152,"EC000489","27.32.13.0",0.23,7.0000000000000001E-3,"KG","NIE"]
["KWJ06D2","Mostek izolowany, 6mm2 , 2x krotny",3.7,"HAG",1,"szt.",10,3250613932237,"EC000489","27.32.13.0",0.23,3.5,"G","NIE"]
["KWJ16A2","Mostek równoległy do zacisków 16mm² , 2x",9.5,"HAG",1,"szt.",10,3250613932275,"EC000489","27.32.13.0",0.23,0.02,"KG","NIE"]
["KWJ35A3","Mostek izolowany 35mm2 , 3-krotny",21,"HAG",1,"szt.",10,3250613932305,"EC000489","27.32.13.0",0.23,2.1000000000000001E-2,"KG","NIE"]
["KWP02LE","2,5² mostek, lewy, ochronny",4.8,"HAG",1,"szt.",10,3250613932343,"EC000489","27.32.13.0",0.23,4.0000000000000001E-3,"KG","NIE"]
["KXA02E","Zacisk szeregowy PE 2,5mm2",29,"HAG",1,"szt.",100,3250613941741,"EC000897","-",0.23,1.7000000000000001E-2,"KG","NIE"]
["KXA02NH","Zacisk szeregowy neutralny 2,5mm2",8.5,"HAG",1,"szt.",100,3250613941772,"EC000897","-",0.23,8.0000000000000002E-3,"KG","NIE"]
["KXA04I7","Zacisk Przelotowy,1x test, 1xPh,1xPE, 4mm2",18,"HAG",1,"szt.",50,3250613942038,"EC001329","27.32.13.0",0.23,2.5000000000000001E-2,"KG","NIE"]
["KXA06NH","Zacisk szeregowy neutralny 6mm2",21,"HAG",1,"szt.",100,3250613941857,"EC000897","-",0.23,1.7000000000000001E-2,"KG","TAK"]
["KXA10ND","Zacisk szeregowy neutralny 10mm2 dla szyn zbiorczych 10x3mm",28,"HAG",1,"szt.",50,3250613941888,"EC001257","-",0.23,3.3000000000000002E-2,"KG","NIE"]
["KXA35N","Zacisk szeregowy neutralny 35mm2",47,"HAG",1,"szt.",20,3250613941970,"EC000897","-",0.23,4.7E-2,"KG","NIE"]
["KXB04F5","Zacisk szer., z miejscem na bezpiecznik gG(5x30), 4mm2",20,"HAG",1,"szt.",50,3250613942120,"EC000899","27.32.13.0",0.23,0.02,"KG","NIE"]
["KXB35E1","Zacisk szeregowy, ochronny, 35 mm2",29,"HAG",1,"szt.",20,3250613942175,"EC000901","27.32.13.0",0.23,0.13,"KG","NIE"]
["KYA02E3","Samozacisk szer., PE, 2,5mm2, 3x krotny",17,"HAG",1,"szt.",100,3250613951405,"EC000901","27.32.13.0",0.23,9.5,"G","NIE"]
["KYA02I3","Samozacisk piętrowy, potrójny Ph, N, PE do szyn zbiorczych 10x3mm, 2,5mm2",16,"HAG",1,"szt.",50,3250613951221,"EC001329","27.32.13.0",0.23,1.7999999999999999E-2,"KG","NIE"]
["KYA02NH","Samozacisk szeregowy, N, 2,5mm2",4.8,"HAG",1,"szt.",100,3250613951245,"EC000897","27.32.13.0",0.23,7.0000000000000001E-3,"KG","NIE"]
["KYA02NH4","Samozacisk szeregowy, neutralny, 2,5mm2, 4x kr.",6.6,"HAG",1,"szt.",100,3250613951504,"EC000897","27.32.13.0",0.23,9,"G","NIE"]
["KYA04LH2","Samozacisk szeregowy, fazowy, 4mm2, 2x kr.",5.3,"HAG",1,"szt.",100,3250613951566,"EC000897","27.32.13.0",0.23,6.0000000000000001E-3,"KG","NIE"]
["KYA06E2","Samozacisk szer., ochronny, 6mm2, 2x krotny",20,"HAG",1,"szt.",50,3250613951627,"EC000901","27.32.13.0",0.23,20,"G","NIE"]
["KYA10NH2","Samozacisk szer., neutralny, 10mm2, 2x krotny",11,"HAG",1,"szt.",50,3250613951672,"EC000897","27.32.13.0",0.23,2.7E-2,"KG","NIE"]
["KYB16ND","Samozacisk szeregowy, neutralny, 16mm2, dla szyn Cu 10x3mm",30,"HAG",1,"szt.",50,3250613951368,"EC001257","27.32.13.0",0.23,1.7000000000000001E-2,"KG","NIE"]
["KZ058","Osłona ochronna do szyny fazowej wyłącznika silnikowego",8.6,"HAG",1,"szt.",10,3250613960582,"EC002498","27.12.23.0",0.23,4.0000000000000001E-3,"KG","NIE"]
["KZN023","Osłony końcowe do szyn grzebien. kołkowych i widełkowych 3P 10 mm2 / 2P 16 mm2",3.7,"HAG",1,"szt.",10,3250613961718,"EC002498","27.12.40.0",0.23,1E-3,"KG","TAK"]
["L01R","Podstawa bezpiecznikowa,NH00,1X160A",37,"UTS",1,"szt.",12,4010330740008,"EC000067","-",0.23,0.161,"KG","NIE"]
["L1903ELN","Kolumna elektroinstalacyjna regulowana od 3300 do 3600mm, topaz",1351,"TEH",1,"szt.",1,4012740825139,"EC001941","27.33.13.0",0.23,8.25,"KG","NIE"]
["L19087035","Nośnik osprzętu 8M (M 45x45mm), wysokość 360mm, topaz",271,"TEH",1,"szt.",1,4012740825252,"EC000795","-",0.23,0.68799999999999994,"KG","NIE"]
["L22357035","RK Pokrywy boczne 150mm, jasnoszare",34,"TEH",1,"PAA",1,4012740114417,"EC000866","27.12.40.0",0.23,0.11799999999999999,"KG","NIE"]
["L24039010","Skrzynka rozdzielcza 3PLE, biała",348,"TEH",1,"szt.",1,4012740310543,"EC000214","27.33.13.0",0.23,0.53200000000000003,"KG","NIE"]
["L2403SCHW","Skrzynka rozdzielcza 3PLE, czarna",437,"TEH",1,"szt.",1,4012740315906,"EC000214","27.33.13.0",0.23,0.53200000000000003,"KG","NIE"]
["L27559010","LFS Kąt płaski 30x45mm, biały",296,"TEH",1,"szt.",5,4012740292924,"EC000864","27.33.13.0",0.23,0.24199999999999999,"KG","NIE"]
["L27569010","LFS Element T 30x45mm, biały",308,"TEH",1,"szt.",5,4012740292986,"EC000865","27.33.13.0",0.23,0.41499999999999998,"KG","NIE"]
["L27739001","EK Końcówka 40x40mm, kremowy",11,"TEH",1,"szt.",1,4012740830089,"EC001946","27.33.13.0",0.23,2.3E-2,"KG","NIE"]
["L4187CHRO","Zacisk uziemiający",5.5,"TEH",1,"szt.",10,4012740254786,"EC000491","27.33.13.0",0.23,8.0000000000000002E-3,"KG","NIE"]
["L43519010","GBD Rozgałęźnik T, 50x100mm, biały",69,"TEH",1,"szt.",1,4012740854900,"EC001939","27.33.13.0",0.23,0.155,"KG","NIE"]
["L43529010","GBD Kąt wewnętrzny 3D, 50x100mm, biały",58,"TEH",1,"szt.",1,4012740854917,"EC000867","27.33.13.0",0.23,0.35,"KG","NIE"]
["L43819010","GBD Kąt wewnętrzny, 50x160mm, biały",15,"TEH",1,"szt.",1,4012740827904,"EC000867","27.33.13.0",0.23,0.21099999999999999,"KG","NIE"]
["L4391ALU","Kąt wewnętrzny, GBD(A)50131, aluminiowy",78,"TEH",1,"szt.",1,4012740203760,"EC000867","27.33.13.0",0.23,7.3999999999999996E-2,"KG","NIE"]
["L43949010","Element dodatkowy kąta wewnętrznego, GBD50131",9.6,"TEH",1,"szt.",1,4012740827997,"EC000867","27.33.13.0",0.23,0.17499999999999999,"KG","NIE"]
["L44339010","Końcówka, GBD(A)50050, biały",12,"TEH",1,"szt.",1,4012740203579,"EC000873","27.33.13.0",0.23,1.0999999999999999E-2,"KG","TAK"]
["L44719010","Kąt wewnętrzny, GBD(A)50085, biały",21,"TEH",1,"szt.",1,4012740203616,"EC000867","27.33.13.0",0.23,7.0000000000000007E-2,"KG","TAK"]
["L4473ALU","Końcówka, GBD(A)50085, aluminiowy",62,"TEH",1,"szt.",1,4012740203722,"EC000873","27.33.13.0",0.23,1.4999999999999999E-2,"KG","NIE"]
["L502PV","Modułowa podstawa bezpiecznikowa do systemów PV 2P 10x38 mm 32 A 1000 V d.c.",73,"HAG",1,"szt.",6,3250614124822,"EC002704","27.12.23.0",0.23,132,"G","TAK"]
["L520FFG02-000","Bezpiecznik szklany 5x20mm, FF, 250V 2A",6,"WEB",1,"szt.",10,3250614126543,"EC000035","27.12.21.0",0.23,1,"G","TAK"]
["L520FFG06-300","Bezpiecznik szklany 5x20mm, FF, 250V 6,3A",6,"WEB",1,"szt.",10,3250614126598,"EC000035","27.12.21.0",0.23,1,"G","TAK"]
["L520FK00-315","Bezpiecznik szklany 5x20mm, F, 250V 0,315A",1.3,"WEB",1,"szt.",10,3250614126673,"EC000035","27.12.21.0",0.23,1,"G","TAK"]
["L520FK01-000","Bezpiecznik szklany 5x20mm, F, 250V 1A",1.3,"WEB",1,"szt.",10,3250614126727,"EC000035","27.12.21.0",0.23,1,"G","TAK"]
["L520FK02-500","Bezpiecznik szklany 5x20mm, F, 250V 2,5A",1.3,"WEB",1,"szt.",10,3250614126765,"EC000035","27.12.21.0",0.23,1,"G","TAK"]
["L520TG01-600","Bezpiecznik zwłoczny T5020D,5x20mm 1,6A",3.2,"WEB","1","szt.",10,3250614127380,"EC000035","27.12.21.0",0.23,1,"G","NIE"]
["L520TG05-000","Bezpiecznik zwłoczny T5020D,5x20mm 5A",3.2,"WEB","1","szt.",10,3250614127434,"EC000035","27.12.21.0",0.23,1,"G","TAK"]
["L520TK00-063","Bezpiecznik szklany 5x20mm, T, 250V 0,063A",3,"WEB","1","szt.",10,3250614127144,"EC000035","27.12.21.0",0.23,1,"G","TAK"]
["L520TK00-200","Bezpiecznik szklany 5x20mm, T, 250V 0,2A",1.5,"WEB","1","szt.",10,3250614127199,"EC000035","27.12.21.0",0.23,1,"G","TAK"]
["L520TK02-000","Bezpiecznik szklany 5x20mm, T, 250V 2A",1.5,"WEB","1","szt.",10,3250614127298,"EC000035","27.12.21.0",0.23,1,"G","TAK"]
["L520TK06-300","Bezpiecznik szklany 5x20mm, T, 250V 6,3A",1.5,"WEB","1","szt.",10,3250614127342,"EC000035","27.12.21.0",0.23,1,"G","TAK"]
["L5263ROT","Przyrząd do nitowania, nit L 5123",209,"TEH",1,"szt.",1,4012740229241,"EC002124","27.33.13.0",0.23,0.1,"KG","NIE"]
["L5561","Nożyce kanałowe 85",490,"TEH",1,"szt.",1,4012740839327,"EC000160","27.33.13.0",0.23,0.47,"KG","NIE"]
["L5805","Zestaw uziemiający kolumny DA200",39,"TEH",1,"szt.",1,4012740903165,"EC001503","27.33.13.0",0.23,4.7E-2,"KG","NIE"]
["L6332FF04-000","Bezpiecznik szklany 6,3x32mm, FF 4A 250V",9.4,"WEB","1","szt.",10,3250614127526,"EC000035","27.12.21.0",0.23,1.1000000000000001,"G","TAK"]
["L6332FF16-000","Bezpiecznik szklany 6,3x32mm, FF 16A 250V",9.4,"WEB","1","szt.",10,3250614127571,"EC000035","27.12.21.0",0.23,1.1000000000000001,"G","NIE"]
["L6332FK00-250","Bezpiecznik szklany F 6332K 250mA śr.6,3x32",1.5,"WEB","1","szt.",10,3250614127625,"EC000035","27.12.21.0",0.23,1.1000000000000001,"G","NIE"]
["L6332FK01-600","Bezpiecznik szklany F 6332K 1,6A śr.6,3x32",1.5,"WEB","1","szt.",10,3250614127700,"EC000035","27.12.21.0",0.23,1.1000000000000001,"G","TAK"]
["L6332FK10-000","Bezpiecznik szklany F 6332K 10,0A śr.6,3x32",1.5,"WEB","1","szt.",10,3250614127786,"EC000035","27.12.21.0",0.23,1.1000000000000001,"G","TAK"]
["L6332TK00-080","Bezpiecznik zwłoczny T 6322K 80mA śr.6,3x32",1.7000000000000002,"WEB","1","szt.",10,3250614127854,"EC000035","27.12.21.0",0.23,1.1000000000000001,"G","NIE"]
["L6332TK00-250","Bezpiecznik zwłoczny T 6322K 250mA śr.6,3x32",1.7000000000000002,"WEB","1","szt.",10,3250614127908,"EC000035","27.12.21.0",0.23,1.1000000000000001,"G","NIE"]
["L6332TK01-600","Bezpiecznik zwłoczny T 6322K 1,6A śr.6,3x32",1.7000000000000002,"WEB","1","szt.",10,3250614127984,"EC000035","27.12.21.0",0.23,1.1000000000000001,"G","TAK"]
["L6332TK05-000","Bezpiecznik zwłoczny T 6322K 5,0A śr.6,3x32",1.7000000000000002,"WEB","1","szt.",10,3250614128035,"EC000035","27.12.21.0",0.23,1.1000000000000001,"G","TAK"]
["L64509010","Lamele, białe",41,"TEH",1,"m",100,4012740196895,"EC002430","27.33.13.0",0.23,0.16700000000000001,"KG","NIE"]
["L6533ELN","BRAP Końcówka 65x130mm, anodyzowana",21,"TEH",1,"szt.",1,4012740887861,"EC000873","27.33.13.0",0.23,0.2,"KG","TAK"]
["L6633","Ścianka działowa PCV 3E/30/90 dla kanałów FWK przy 100mm wys. wewn. ze śrub.",38,"UTS",1,"m",20,4012740197717,"EC002666","-",0.23,0.49299999999999999,"KG","NIE"]
["L6719SCHW","Puszka instalacyjna, 60x70, BR, czarna",12,"TEH",1,"szt.",1,4012740148818,"-","-",0.23,"-","-","-"]
["L68129010","Narożnik zewnętrzny FWK30 I90 50x60mm biały",730,"UTS",1,"szt.",1,4012740847643,"EC002658","-",0.23,3.79,"KG","NIE"]
["L68189010","Złączka przesuwna FWK30/FWK3E I90/E30 50x60mm biały",616,"UTS",1,"szt.",1,4012740907330,"EC002664","-",0.23,6.19,"KG","NIE"]
["L68229010","Narożnik zewnętrzny FWK30 I90 50x110mm biały",730,"UTS",1,"szt.",1,4012740847759,"EC002658","-",0.23,4.91,"KG","NIE"]
["L6825VERZ","Kątownik płaski FWK30 I90 50x110mm ocynkowany",759,"UTS",1,"szt.",1,4012740183994,"EC002660","-",0.23,5.97,"KG","NIE"]
["L68519010","Narożnik wewnętrzny FWK30 I90 50x210mm biały",778,"UTS",1,"szt.",1,4012740847797,"EC002661","-",0.23,7.04,"KG","NIE"]
["L6859","Element przesuwny FWK30/FWK3E I90/E30 50x210mm",228,"UTS",1,"szt.",1,4012740150378,"EC002664","-",0.23,0.21299999999999999,"KG","NIE"]
["L68609010","Element do dopasowania długości FWK30 I90 100x160mm biały",626,"UTS",1,"szt.",1,4012740842419,"EC002664","-",0.23,1.48,"KG","NIE"]
["L6865VERZ","Kątownik płaski FWK30 I90 100x160mm ocynkowany",996,"UTS",1,"szt.",1,4012740184014,"EC002660","-",0.23,9.98,"KG","NIE"]
["L68729010","Narożnik zewnętrzny FWK30 I90 100x260mm biały",1157,"UTS",1,"szt.",1,4012740849296,"EC002658","-",0.23,10.72,"KG","NIE"]
["L6872VERZ","Narożnik zewnętrzny FWK30 I90 100x260mm ocynkowany",1138,"UTS",1,"szt.",1,4012740183970,"EC002658","-",0.23,10.75,"KG","NIE"]
["L69119010","Narożnik wewnętrzny FWK90 E60/E30 50x60mm biały",1280,"UTS",1,"szt.",1,4012740849371,"EC002661","-",0.23,10.25,"KG","NIE"]
["L69169010","Trójnik FWK90 E60/E30 50x60mm biały",2086,"UTS",1,"szt.",1,4012740850001,"EC002667","-",0.23,1.405,"KG","NIE"]
["L69189010","Złączka przesuwna FWK90 E60/E30 50x60mm biały",711,"UTS",1,"szt.",1,4012740850100,"EC002664","-",0.23,10.74,"KG","NIE"]
["L6923VERZ","Element końcowy FWK90 E60/E30 50x110mm ocynkowany",275,"UTS",1,"szt.",1,4012740150095,"EC002659","-",0.23,1.413,"KG","NIE"]
["L69509010","Element do dopasowania długości FWK90 E60/E30 50x210mm biały",730,"UTS",1,"szt.",1,4012740850230,"EC002664","-",0.23,2.2000000000000002,"KG","NIE"]
["L6952VERZ","Narożnik zewnętrzny FWK90 E60/E30 50x210mm ocynkowany",1565,"UTS",1,"szt.",1,4012740184151,"EC002658","-",0.23,18.98,"KG","NIE"]
["L6958VERZ","Złączka przesuwna  FWK90 E60/E30 50x210mm ocynkowany",664,"UTS",1,"szt.",1,4012740150118,"EC002664","-",0.23,17.41,"KG","NIE"]
["L69609010","Element do dopasowania długości FWK90 E60/E30 100x160mm biały",749,"UTS",1,"szt.",1,4012740850308,"EC002664","-",0.23,24.26,"KG","NIE"]
["L69669010","Trójnik FWK90 E60/E30 100x160mm biały",2086,"UTS",1,"szt.",1,4012740850353,"EC002667","-",0.23,3.222,"KG","NIE"]
["L6971VERZ","Narożnik wewnętrzny FWK90 E60/E30 100x260mm ocynkowany",1802,"UTS",1,"szt.",1,4012740184120,"EC002661","-",0.23,27.53,"KG","NIE"]
["L6976VERZ","Trójnik FWK90 E60/E30 100x260mm ocynkowany",1825,"UTS",1,"szt.",1,4012740184298,"EC002667","-",0.23,33.32,"KG","NIE"]
["L71M","Rozłącznik bezpiecznikowy poziomy D02 1P 63A",207,"WEB","1","szt.",12,3250610740569,"EC000277","27.12.21.0",0.23,0.123,"KG","TAK"]
["L80339010","BRAP Końcówka 80x170mm, biała",32,"TEH",1,"szt.",1,4012740887953,"EC000873","27.33.13.0",0.23,0.32,"KG","NIE"]
["L80349010","BRAP Końcówka 80x200mm, biała",34,"TEH",1,"szt.",1,4012740887960,"EC000873","27.33.13.0",0.23,0.38,"KG","NIE"]
["L8532C20","Wkładka zwłoczna C 8,5x32 20A AC 400V gG",6.9,"WEB","1","szt.",10,3250614128189,"EC002704","27.12.21.0",0.23,0.01,"KG","TAK"]
["L936C1-25","Wkładka topikowa cylindryczna 9x36 mm gG 25 A 400 V",6.9,"WEB","1","szt.",10,3250614128264,"EC002704","27.12.21.0",0.23,0.01,"KG","TAK"]
["L95200","Rozłącznik izolacyjny bezpiecznikowy 1P+N 20A 10x38",73,"HAG",1,"szt.",6,3250610100363,"EC001040","27.12.23.0",0.23,164.667,"G","TAK"]
["LAFKK207035","Przepust podłogowy do podłóg technicznych, wy netway < 20mm, jasnoszary",180,"TEH",1,"szt.",1,4012002248515,"EC002602","-",0.23,0.14099999999999999,"KG","NIE"]
["LARKG209005","Przepust podł. do podłóg techniczn. fi132 osł.okrągła wy netway >20mm czarny",180,"TEH",1,"szt.",1,4012002243879,"EC002602","-",0.23,0.111,"KG","NIE"]
["LATUK207035","Przepust do podłóg czyszczonych na mokro, wy netway < 20mm jasnoszary",180,"TEH",1,"szt.",1,4012002248553,"EC002602","-",0.23,0.21099999999999999,"KG","NIE"]
["LBCE27OP","Oprawa prosta WOS-60 G85/E27 IP20 60W",21,"WEB","1","szt.",20,3250614128615,"-","-",0.23,0.47,"KG","NIE"]
["LBCE27OPIPM1","Oprawka tworz. 4278-001 E27 250V 4A IP20",12,"WEB","1","szt.",50,3250614128752,"-","-",0.23,0.08,"KG","NIE"]
["LBCE27OZ","Oprawa zawiesz.ZOP-100 G100/E27 IP55100W",49,"WEB","1","szt.",20,3250614128653,"-","-",0.23,0.7,"KG","NIE"]
["LD01K16-1AS","Gniazdo D0 3168 D01/E14 16A 400V 1P TH35",14.600000000000001,"WEB","1","szt.",20,3250614131479,"EC001644","27.12.21.0",0.23,7.8E-2,"KG","TAK"]
["LD043","Podstawa bezpiecznikowa,D02,63 A",30.5,"WEB",1,"szt.",12,3250614040030,"EC001644","27.12.21.0",0.23,8.2000000000000003E-2,"KG","TAK"]
["LDTV125","Bezpiecznik D 34x56mm DTIV zwłoczny 125A",53,"WEB","1","szt.",1,3250614131677,"EC000099","27.12.21.0",0.23,0.01,"KG","NIE"]
["LE06XSM","Miernik wtykowy do L063M, L066M, Prąd ciągły IB=50A, w pudełku",523,"WEB",1,"szt.",1,3250614141232,"EC002292","-",0.23,7.4999999999999997E-2,"KG","NIE"]
["LE14H","D0- sprężynka redukcyjna do główek D02 dla bezp. D01",3,"WEB","1","szt.",50,3250614131455,"EC002482","27.12.21.0",0.23,1,"G","TAK"]
["LE1820","Wkładka zwłoczna D0 D02/E18 20A 400V gL/gG",3.2,"WEB","1","szt.",10,3250614124051,"EC001642","27.12.21.0",0.23,1.2999999999999999E-2,"KG","TAK"]
["LE1832","Wkładka zwłoczna D0 D02/E18 32A 400V gL/gG",4,"WEB","1","szt.",10,3250614131387,"EC001642","27.12.21.0",0.23,1.4E-2,"KG","TAK"]
["LE18P06","Wstawka kalib. PH02 D02 E18 6A, zielona",4.8000000000000007,"WEB","1","szt.",50,3250614124211,"EC000278","27.12.21.0",0.23,1,"G","NIE"]
["LE18SIP","Główka porcel. plomb. K02/P D02/E18 63A",5.3000000000000007,"WEB","1","szt.",20,3250614131431,"EC001643","27.12.21.0",0.23,1.2E-2,"KG","TAK"]
["LE2706-10","Bezpiecznik DTII/E27 Bi-Wtz 22x50 6-10A",2.7,"WEB","1","szt.",5,3250614131578,"EC000099","27.12.21.0",0.23,2.8000000000000001E-2,"KG","NIE"]
["LE27F10","Bezpiecznik szybki DII/E27 Bi-Wts 10A",2.3000000000000003,"WEB","1","szt.",5,3250614133091,"EC000099","27.12.21.0",0.23,2.9000000000000001E-2,"KG","TAK"]
["LE27F20","Bezpiecznik szybki DII/E27 Bi-Wts 20A",2.3000000000000003,"WEB","1","szt.",5,3250614133114,"EC000099","27.12.21.0",0.23,0.03,"KG","TAK"]
["LE27FF25","Bezpiecznik superszybki DII/E27 Bi-Wts 25A",18.400000000000002,"WEB","1","szt.",5,3250614131769,"EC000099","27.12.21.0",0.23,3.1E-2,"KG","NIE"]
["LE27P02","Wstawka kalibr. wkręt. D SII/E27 2A róż.",3.6,"WEB","1","szt.",25,3250614124495,"EC000085","27.12.21.0",0.23,1.4E-2,"KG","NIE"]
["LE27P20","Wstawka kalibr. wkręt. D SII/E27 20A nie",4.4000000000000004,"WEB","1","szt.",25,3250614124549,"EC000085","27.12.21.0",0.23,1.4E-2,"KG","TAK"]
["LE33F50","Bezpiecznik szybki DIII/E33 Bi-Wts 50A 500V",5.5,"WEB","1","szt.",5,3250614133145,"EC000099","27.12.21.0",0.23,4.9000000000000002E-2,"KG","TAK"]
["LE33H","DIII sprężynka redukcyjna do główek DIII dla bezp. DII okrągła",6.7,"WEB","1","szt.",50,3250614131899,"EC000093","27.12.21.0",0.23,1.0999999999999999E-2,"KG","NIE"]
["LE33KPS","Gniazdo D 577 DIII/E33 63A 660V 1P wkr.4",35.5,"WEB","1","szt.",5,3250614128561,"EC000094","27.12.21.0",0.23,0.5,"KG","TAK"]
["LE33SIP","Gł. bezp. plomb. KIII DIII/E33 63A 500V",5.5,"WEB","1","szt.",20,3250614131875,"EC000093","27.12.21.0",0.23,4.4999999999999998E-2,"KG","TAK"]
["LF1501507030","LF Kanał elektroinstalacyjny PVC 15x15mm, szary",4.4000000000000004,"TEH",1,"m",44,4012740140034,"EC000059","27.33.13.0",0.23,0.13400000000000001,"KG","NIE"]
["LF1501509010","LF Kanał elektroinstalacyjny PVC 15x15mm, biały",3.7,"TEH",1,"m",44,4012740327534,"EC000059","27.33.13.0",0.23,0.13,"KG","TAK"]
["LF2002009001","LF Kanał elektroinstalacyjny PVC 20x20mm, kremowy",4.7,"TEH",1,"m",36,4012740100212,"EC000059","27.33.13.0",0.23,0.17100000000000001,"KG","NIE"]
["LF3003009001","LF Kanał elektroinstalacyjny PVC 30x30mm, kremowy",15,"TEH",1,"m",56,4012740148740,"EC000059","27.33.13.0",0.23,0.30199999999999999,"KG","NIE"]
["LF3003009010","LF Kanał elektroinstalacyjny PVC 30x30mm, biały",8.5,"TEH",1,"m",56,4012740338226,"EC000059","27.33.13.0",0.23,0.33900000000000002,"KG","TAK"]
["LF301G","Wkładka topikowa cylindryczna 10x38 mm gG 1 A 500 V a.c.",7.8000000000000007,"WEB",1,"szt.",10,3250614062360,"EC002704","27.12.21.0",0.23,8.0000000000000002E-3,"KG","TAK"]
["LF302M","Wkładka topikowa cylindryczna 10x38 mm aM 2 A 500 V a.c.",17.600000000000001,"WEB",1,"szt.",10,3250614062025,"EC002704","27.12.21.0",0.23,7.8,"G","TAK"]
["LF304PV","Wkładka topikowa cylindryczna 10x38 mm gPV 4 A 1000 V d.c.",34,"WEB",1,"szt.",10,3250614061523,"EC002704","27.12.21.0",0.23,7.9,"G","NIE"]
["LF312PV","Wkładka topikowa cylindryczna 10x38 mm gPV 12 A 1000 V d.c.",34,"WEB",1,"szt.",10,3250614061561,"EC002704","27.12.21.0",0.23,8,"G","TAK"]
["LF325M","Wkładka topikowa cylindryczna 10x38 mm aM 25 A 400 V a.c.",17.600000000000001,"WEB",1,"szt.",10,3250614062100,"EC002704","27.12.21.0",0.23,8,"G","TAK"]
["LF332G","Wkładka topikowa cylindryczna 10x38 mm gG 32 A 400 V a.c.",7.8000000000000007,"WEB",1,"szt.",10,3250614062469,"EC002704","27.12.21.0",0.23,8.3000000000000007,"G","TAK"]
["LF4009007035","LF Kanał elektroinstalacyjny PVC 40x90mm, jasnoszary",33,"TEH",1,"m",20,4012740149488,"EC000059","27.33.13.0",0.23,0.93500000000000005,"KG","TAK"]
["LF4011009001","LF Kanał elektroinstalacyjny PVC 40x110mm, kremowy",25,"TEH",1,"m",16,4012740100182,"EC000059","27.33.13.0",0.23,1.212,"KG","NIE"]
["LF406M","Bezpiecznik cylindryczny 14x51 aM 6A",22.5,"WEB",1,"szt.",10,3250614062148,"EC002704","27.12.21.0",0.23,18.8,"G","NIE"]
["LF416M","Bezpiecznik cylindryczny 14x51 aM 16A",22.5,"WEB",1,"szt.",10,3250614062186,"EC002704","27.12.21.0",0.23,19.600000000000001,"G","TAK"]
["LF440M","Bezpiecznik cylindryczny 14x51 aM 40A",22.5,"WEB",1,"szt.",10,3250614062223,"EC002704","27.12.21.0",0.23,19.3,"G","TAK"]
["LF516G","Bezpiecznik cylindryczny 22x58 gG 16A",17.600000000000001,"WEB",1,"szt.",10,3250614062605,"EC002704","27.12.21.0",0.23,5.2999999999999999E-2,"KG","TAK"]
["LF525M","Bezpiecznik cylindryczny 22x58 aM 25A",28,"WEB",1,"szt.",10,3250614062278,"EC002704","27.12.21.0",0.23,8.6,"G","NIE"]
["LF563G","Bezpiecznik cylindryczny 22x58 gG 63A",18.2,"WEB",1,"szt.",10,3250614062728,"EC002704","27.12.21.0",0.23,55,"G","TAK"]
["LF6006007030","LF Kanał elektroinstalacyjny PVC 60x60mm, szary",14,"TEH",1,"m",16,4012740100076,"EC000059","27.33.13.0",0.23,0.75,"KG","TAK"]
["LF6011007030","LF Kanał elektroinstalacyjny PVC 60x110mm, szary",25,"TEH",1,"m",16,4012740100137,"EC000059","27.33.13.0",0.23,1.3320000000000001,"KG","TAK"]
["LF6015007030","LF Kanał elektroinstalacyjny PVC 60x150mm, szary",70,"TEH",1,"m",8,4012740875196,"EC000059","27.33.13.0",0.23,2.0529999999999999,"KG","NIE"]
["LF6019007035","LF Kanał elektroinstalacyjny PVC 60x190mm, jasnoszary",90,"TEH",1,"m",8,4012740875240,"EC000059","27.33.13.0",0.23,2.4900000000000002,"KG","NIE"]
["LFE601169010","LFE Końcówka kanału, 60x110mm, zastosowania zewnętrzne, odporna na UV, biała",22,"TEH",1,"szt.",1,4012740858212,"EC000866","27.33.13.0",0.23,3.5999999999999997E-2,"KG","NIE"]
["LFF300647030","LF/LFF Kąt wewnętrzny regulowany 30x60mm, szary",13,"TEH",1,"szt.",1,4012740899352,"EC000862","27.33.13.0",0.23,6.3E-2,"KG","NIE"]
["LFF400637030","LF/LFF Kąt zewnętrzny regulowany 40x60mm, szary",14,"TEH",1,"szt.",1,4012740899246,"EC000863","27.33.13.0",0.23,0.10299999999999999,"KG","NIE"]
["LFF400647030","LF/LFF Kąt wewnętrzny regulowany 40x60mm, szary",14,"TEH",1,"szt.",1,4012740899413,"EC000862","27.33.13.0",0.23,7.8E-2,"KG","NIE"]
["LFF400657030","LF/LFF Kąt płaski 40x60mm, szary",13,"TEH",1,"szt.",1,4012740899581,"EC000864","27.33.13.0",0.23,0.09,"KG","NIE"]
["LFF400947030","LFF Kąt wewnętrzny regulowany 40x90mm, szary",19,"TEH",1,"szt.",1,4012740868037,"EC000862","27.33.13.0",0.23,8.7999999999999995E-2,"KG","NIE"]
["LFF400957035","LFF Kąt płaski 40x90mm, jasnoszary",20,"TEH",1,"szt.",1,4012740898997,"EC000864","27.33.13.0",0.23,0.09,"KG","NIE"]
["LFF401139010","LFF Kąt zewnętrzny regulowany 40x110mm, biały",18,"TEH",1,"szt.",1,4012740868129,"EC000863","27.33.13.0",0.23,0.12,"KG","TAK"]
["LFF401157035","LFF Kąt płaski 40x110mm, jasnoszary",30,"TEH",1,"szt.",1,4012740899055,"EC000864","27.33.13.0",0.23,9.0999999999999998E-2,"KG","NIE"]
["LFF600647030","LF/LFF Kąt wewnętrzny regulowany 60x60mm, szary",17,"TEH",1,"szt.",1,4012740899475,"EC000862","27.33.13.0",0.23,0.11,"KG","NIE"]
["LFF600657030","LF/LFF Kąt płaski 60x60mm, szary",19,"TEH",1,"szt.",1,4012740899635,"EC000864","27.33.13.0",0.23,0.09,"KG","NIE"]
["LFF600667035","LF/LFF Końcowka 30/40/60x60mm, jasnoszara",7.1,"TEH",1,"szt.",1,4012740899680,"EC000866","27.33.13.0",0.23,1.7999999999999999E-2,"KG","TAK"]
["LFF600939010","LF/LFF Kąt zewnętrzny regulowany 60x90mm, biały",29,"TEH",1,"szt.",1,4012740868242,"EC000863","27.33.13.0",0.23,0.11700000000000001,"KG","TAK"]
["LFF600959010","LF/LFF Kąt płaski 60x90mm, biały",39,"TEH",1,"szt.",1,4012740868280,"EC000864","27.33.13.0",0.23,8.6999999999999994E-2,"KG","TAK"]
["LFF601137035","LF/LFF Kąt zewnętrzny regulowany 60x110mm, jasnoszary",25,"TEH",1,"szt.",1,4012740898843,"EC000863","27.33.13.0",0.23,0.129,"KG","NIE"]
["LFF601147030","LF/LFF Kąt wewnętrzny regulowany 60x110mm, szary",25,"TEH",1,"szt.",1,4012740868396,"EC000862","27.33.13.0",0.23,0.17,"KG","NIE"]
["LFF601157030","LF/LFF Kąt płaski 60x110mm, szary",25,"TEH",1,"szt.",1,4012740868419,"EC000864","27.33.13.0",0.23,0.108,"KG","NIE"]
["LFF601169010","LFF Końcówka 40/60x110mm, biała",13,"TEH",1,"szt.",1,4012740868426,"EC000866","27.33.13.0",0.23,0.03,"KG","TAK"]
["LFF71H0999010","Elementy rozszerzające 45x45 (10szt.) do ramek LFF71H090, białe",58,"TEH",1,"kpl",1,4012740868518,"EC000190","27.33.13.0",0.23,8.9999999999999993E-3,"KG","TAK"]
["LFF71Z1109010","Adapter do montażu gniazd CEE17 do LFF60110, biały",51,"TEH",1,"szt.",1,4012740868648,"EC000073","27.33.13.0",0.23,0.104,"KG","NIE"]
["LFH2002009001","LFH Kanał elektro-instalacyjny bezhalogenowy, 20x20mm, kremowy",19,"TEH",1,"m",36,4012740311373,"EC000059","27.33.13.0",0.23,0.10299999999999999,"KG","NIE"]
["LFH6009007035","Kanał elektro-instal. bezhalogenowy, 60x90, jasnoszary",102,"TEH",1,"szt.",16,4012740325141,"EC000059","-",0.23,0.78500000000000003,"KG","NIE"]
["LFH6011009010","LFH Kanał elektro-instalacyjny bezhalogenowy, 60x110mm, biały",168,"TEH",1,"m",16,4012740856584,"EC000059","27.33.13.0",0.23,0.96199999999999997,"KG","NIE"]
["LFS2002009010","LFS Kanał stalowy 20x20mm, biały",80,"TEH",1,"m",72,4012740290890,"EC000059","27.33.13.0",0.23,0.36699999999999999,"KG","NIE"]
["LFS6010009010","LFS Kanał stalowy 60x100mm, biały",248,"TEH",1,"m",6,4012740284127,"EC000059","27.33.13.0",0.23,3.1819999999999999,"KG","NIE"]
["LFS6020009010","LFS Kanał stalowy 60x200mm, biały",327,"TEH",1,"m",6,4012740284141,"EC000059","27.33.13.0",0.23,4.9160000000000004,"KG","NIE"]
["LK3705047030","LKG Końcówka kanału grzebieniowego bezhalogenowego, PVC, 37x50mm, szara",12,"TEH",1,"szt.",50,4012740108683,"EC000726","27.33.13.0",0.23,8.0000000000000002E-3,"KG","NIE"]
["LK5012527030","LKG Pokrywa kanału grzebieniowego bezhalogenowego, PVC, szerokość 125mm, szara",20,"TEH",1,"m",28,4012740119320,"EC000727","27.33.13.0",0.23,0.43099999999999999,"KG","NIE"]
["LK501253","LKG Klamra do przewodów, 50x125mm, czarna",5.2,"TEH",1,"szt.",50,4012740107464,"EC001018","27.33.13.0",0.23,3.5000000000000003E-2,"KG","NIE"]
["LK7507547030","LKG Końcówka kanału grzebieniowego bezhalogenowego, PVC, 75x75mm, szara",15,"TEH",1,"szt.",50,4012740108713,"EC000726","27.33.13.0",0.23,2.4E-2,"KG","NIE"]
["LKG5005007030B","LKG Kanał grzebieniowy bezhalogenowy z pokrywą, 50x50mm, szary",42,"TEH",1,"m",48,4012740103749,"EC000012","27.33.13.0",0.23,0.56200000000000006,"KG","NIE"]
["LKG5007507030B","LKG Kanał grzebieniowy bezhalogenowy z pokrywą, 50x75mm, szary",46,"TEH",1,"m",20,4012740103916,"EC000012","27.33.13.0",0.23,0.76500000000000001,"KG","NIE"]
["LLA116","LLA-00 rozłącznik z bezp. poz, 3faz. 150/5 A, listwa SKL, prawy, 3-b, AC22B",1523,"UTS",1,"szt.",1,4049857175727,"EC001040","-",0.23,5.6989999999999998,"KG","NIE"]
["LLA651","LLA-00 rozłącznik z bezp. poz, z amp. elektromag. 1faz 150/5 A, prawy, 3-b, AC23B",1575,"UTS",1,"szt.",1,4049857181070,"EC001040","-",0.23,5.2510000000000003,"KG","NIE"]
["LLA653","LLA-00 rozłącznik z bezp. poz, z amp. bimetal. 15 min. 1faz. 150 A, prawy, 3-b, AC23B",1917,"UTS",1,"szt.",1,4049857181094,"EC001040","-",0.23,5.25,"KG","NIE"]
["LLD075","LLD-1 rozłącznik z bezp. poz, z amperomierzem 1 faz 250 A, prawy, 3-b, AC22B",2363,"UTS",1,"szt.",1,4049857140749,"EC001040","-",0.23,7.17,"KG","NIE"]
["LLD577","LLD-1 rozłącznik bezpiecznikowy poziomy, odpływ lewy, 3-bieg, AC23B",2149,"UTS",1,"szt.",1,4049857145768,"EC001040","-",0.23,6.5,"KG","NIE"]
["LLD692","LLD-1 rozłącznik z bezp. poz, 3faz. 250/5 A, listwa SKL, prawy, 3-b, AC23B",2520,"UTS",1,"szt.",1,4049857146918,"EC001040","-",0.23,7.6580000000000004,"KG","NIE"]
["LLG075","LLG-2 rozłącznik z bezp. poz, z amperomierzem 1 faz 400 A, prawy, 3-b, AC22B",3465,"UTS",1,"szt.",1,4049857152261,"EC001040","-",0.23,14.5,"KG","NIE"]
["LLG433","LLG-2 rozłącznik bezpiecznikowy poziomy, odpływ prawy, 4-bieg, AC22B",5374,"UTS",1,"szt.",1,4049857155842,"EC001040","-",0.23,28,"KG","NIE"]
["LLG651","LLG-2 rozłącznik z bezp. poz, z amp. elektromag. 1faz 400/5 A, prawy, 3-b, AC23B",3780,"UTS",1,"szt.",1,4049857158027,"EC001040","-",0.23,15.345000000000001,"KG","NIE"]
["LLK001","LLK-3 rozłącznik bezpiecznikowy poziomy, odpływ lewy, 3-bieg, AC22B",3203,"UTS",1,"szt.",1,4049857163045,"EC001040","-",0.23,15.252000000000001,"KG","NIE"]
["LLK145","LLK-3 rozłącznik bezpiecznikowy poziomy, odpływ prawy, 3-bieg, AC22B",3255,"UTS",1,"szt.",1,4049857164486,"EC001040","-",0.23,14.5,"KG","NIE"]
["LLK651","LLK-3 rozłącznik z bezp. poz, z amp. elektromag. 1faz 600/5 A, prawy, 3-b, AC23B",3938,"UTS",1,"szt.",1,4049857169542,"EC001040","-",0.23,15.55,"KG","NIE"]
["LLL010","LLL-3 rozłącznik bezpiecznikowy poziomy, odpływ prawy, 4-bieg, AC23B",6615,"UTS",1,"szt.",1,4049857173136,"EC001040","-",0.23,27.193999999999999,"KG","NIE"]
["LLZ003","Wspornik szyn zbiorczych Cu 185 mm, 3- / 4 - biegunowy, 60mm x 10mm",179,"UTS",1,"szt.",1,4049857186105,"EC001166","-",0.23,1.0209999999999999,"KG","NIE"]
["LLZ012","Profile do mocowania osłon szyn zbiorczych 1850 mm, 2 szt.",189,"UTS",1,"szt.",1,4049857186198,"EC002498","-",0.23,1.411,"KG","NIE"]
["LLZ020","Prowadnice do montażu rozłączników LL w rozdzielnicach, grupa 00",70,"UTS",1,"szt.",1,4049857186273,"EC002498","-",0.23,0.17799999999999999,"KG","NIE"]
["LLZ025","Osłona zacisków kablowych, grupa 2-3, 3 szt.",242,"UTS",1,"szt.",1,4049857186327,"EC000210","-",0.23,0.33100000000000002,"KG","NIE"]
["LLZ033","Osłona wolnego pola, przezroczysta, bez wentylacji, wysokość 150mm",237,"UTS",1,"szt.",1,4049857186402,"EC002498","-",0.23,0.94799999999999995,"KG","NIE"]
["LLZ036","Osłona wolnego pola, stalowa, bez wentylacji, wysokość 150mm, RAL 7035",247,"UTS",1,"szt.",1,4049857186433,"EC002270","-",0.23,1.6950000000000001,"KG","NIE"]
["LLZ049","Pokrywa dla podwójnego rozłącznika LL z dźwignią ręczną, grupa 3",1145,"UTS",1,"szt.",1,4049857186563,"EC002498","-",0.23,3.6760000000000002,"KG","NIE"]
["LNDZ10","Wkładka bezpiecznikowa zwłoczna NDZ T-10A 500V DI/E16",6.9,"WEB","1","szt.",25,3250614131615,"EC000099","27.12.21.0",0.23,1.2E-2,"KG","NIE"]
["LNDZF04","Wkładka bezpiecznikowa szybka NDZ F-4A DI/E16",6.9,"WEB","1","szt.",25,3250614128318,"EC000099","27.12.21.0",0.23,1.0999999999999999E-2,"KG","NIE"]
["LNH000016M6A","Wkładka bezpiecznikowa siln. NH000 aM 690V 16A",31,"WEB","1","szt.",3,3250614125676,"EC000055","27.12.21.0",0.23,0.15,"KG","NIE"]
["LNH000040M6A","Wkładka bezpiecznikowa siln. NH000 aM 690V 40A",31,"WEB","1","szt.",3,3250614125713,"EC000055","27.12.21.0",0.23,0.15,"KG","NIE"]
["LNH00016M6","Wkładka bezp. zwł. NH00 gG 690V 16A",40.5,"WEB","1","szt.",3,3250614125256,"EC000055","27.12.21.0",0.23,0.15,"KG","NIE"]
["LNH00035T","Wkładka bezp. zwł. NH000 35A AC500V gG",13,"WEB","1","szt.",3,3250614132186,"EC000055","27.12.21.0",0.23,0.115,"KG","TAK"]
["LNH00063M6","Wkładka bezp. zwł. NH00 gG 690V 63A",40.5,"WEB","1","szt.",3,3250614125300,"EC000055","27.12.21.0",0.23,0.15,"KG","NIE"]
["LNH00100T","Wkładka bezp. zwł. NH000 100A AC 500V gG",13,"WEB","1","szt.",3,3250614132230,"EC000055","27.12.21.0",0.23,0.12,"KG","TAK"]
["LNH0016M","Wkładka NH000 gG + wsk.centralny 16A 500V",26,"WEB","1","szt.",3,3250614120671,"EC000055","27.12.21.0",0.23,0.126,"KG","TAK"]
["LNH0032MK","Wkładka NH000 gG+wsk.central.izol. 32A 500V",24,"WEB","1","szt.",3,3250614122477,"EC000055","27.12.21.0",0.23,0.127,"KG","NIE"]
["LNH0050MK","Wkładka NH000 gG+wsk.central.izol. 50A 500V",24,"WEB","1","szt.",3,3250614122491,"EC000055","27.12.21.0",0.23,0.127,"KG","NIE"]
["LNH0100MK","Wkładka NH000 gG+wsk.central.izol.100A 500V",24,"WEB","1","szt.",3,3250614122521,"EC000055","27.12.21.0",0.23,0.127,"KG","TAK"]
["LNH0TM","Zwieracz nożowy izolowany NH0 160 A, styki srebrzone",25.5,"WEB",1,"szt.",3,3250614126390,"EC000026","27.12.21.0",0.23,0.2,"KG","NIE"]
["LNH1035M6A","Wkładka bezp. siln. NH1 aM 690V 35A",76,"WEB","1","szt.",3,3250614125935,"EC000055","27.12.21.0",0.23,0.25,"KG","NIE"]
["LNH1035MK","Wkładka NH1C gG+wsk.central.izol. 35A 500V",58,"WEB","1","szt.",3,3250614133008,"EC000055","27.12.21.0",0.23,0.29699999999999999,"KG","NIE"]
["LNH1050MK","Wkładka NH1C gG+wsk.central.izol. 50A 500V",58,"WEB","1","szt.",3,3250614122583,"EC000055","27.12.21.0",0.23,0.29699999999999999,"KG","NIE"]
["LNH1080M6","Wkładka bezp. zwł. NH1 gG 690V 80A",78,"WEB","1","szt.",3,3250614125461,"EC000055","27.12.21.0",0.23,0.25,"KG","NIE"]
["LNH1100M6","Wkładka bezp. zwł. NH1 gG 690V 100A",78,"WEB","1","szt.",3,3250614125478,"EC000055","27.12.21.0",0.23,0.25,"KG","NIE"]
["LNH1160M6A","Wkładka bezp. siln. NH1 aM 690V 160A",76,"WEB","1","szt.",3,3250614125997,"EC000055","27.12.21.0",0.23,0.25,"KG","NIE"]
["LNH1224M","Wkładka NH1 gG + wsk.centralny 224A 500V",58,"WEB","1","szt.",3,3250614120879,"EC000055","27.12.21.0",0.23,0.42699999999999999,"KG","NIE"]
["LNH1224M6","Wkładka bezp. zwł. NH1 gG 690V 224A",78,"WEB","1","szt.",3,3250614125515,"EC000055","27.12.21.0",0.23,0.25,"KG","NIE"]
["LNH1250T","Wkładka bezp. zwł. NH1 250A AC 500V gG",22,"WEB","1","szt.",3,3250614132513,"EC000055","27.12.21.0",0.23,0.37,"KG","TAK"]
["LNH2032MK","Wkładka NH2C gG+wsk.central.izol. 32A 500V",86,"WEB","1","szt.",3,3250614133022,"EC000055","27.12.21.0",0.23,0.45700000000000002,"KG","NIE"]
["LNH2035T","Wkładka bezp. zwł. NH2C 35A AC 500V gG",37,"WEB","1","szt.",3,3250614132544,"EC000055","27.12.21.0",0.23,0.46,"KG","NIE"]
["LNH2040T","Wkładka bezp. zwł. NH2C 40A AC 500V gG",37,"WEB","1","szt.",3,3250614132551,"EC000055","27.12.21.0",0.23,0.46,"KG","TAK"]
["LNH2080T","Wkładka bezp. zwł. NH2C 80A AC 500V gG",37,"WEB","1","szt.",3,3250614132582,"EC000055","27.12.21.0",0.23,0.46,"KG","TAK"]
["LNH2100M","Wkładka NH2C gG + wsk.centralny 100A 500V",62,"WEB","1","szt.",3,3250614120954,"EC000055","27.12.21.0",0.23,0.45700000000000002,"KG","NIE"]
["LNH2160M6A","Wkładka bezp. siln. NH2 aM 690V 160A",99,"WEB","1","szt.",3,3250614126062,"EC000055","27.12.21.0",0.23,0.5,"KG","NIE"]
["LNH2224M","Wkładka NH2C gG + wsk.centralny 224A 500V",62,"WEB","1","szt.",3,3250614120992,"EC000055","27.12.21.0",0.23,0.45700000000000002,"KG","NIE"]
["LNH2250M6","Wkładka bezp. zwł. NH2 gG 690V 250A",101,"WEB","1","szt.",3,3250614125591,"EC000055","27.12.21.0",0.23,0.5,"KG","NIE"]
["LNH2300T","Wkładka bezp. zwł. NH2 300A AC 500V gG",43,"WEB","1","szt.",3,3250614132650,"EC000055","27.12.21.0",0.23,0.63,"KG","TAK"]
["LNH2355M6A","Wkładka bezp. siln. NH2 aM 690V 335A",99,"WEB","1","szt.",3,3250614126116,"EC000055","27.12.21.0",0.23,0.64,"KG","NIE"]
["LNH2400T","Wkładka bezp. zwł. NH2 400A AC 500V gG",57,"WEB","1","szt.",3,3250614132681,"EC000055","27.12.21.0",0.23,0.56299999999999994,"KG","TAK"]
["LNH30455M4T","Wkładka bezp. NH3 gTr 400V 455A",476,"WEB","1","szt.",3,3250614126277,"EC000055","27.12.21.0",0.23,1.2,"KG","NIE"]
["LNH3100M","Wkładka NH3C gG + wsk.centralny 100A 500V",110,"WEB","1","szt.",3,3250614121067,"EC000055","27.12.21.0",0.23,0.63700000000000001,"KG","NIE"]
["LNH3200M","Wkładka NH3C gG + wsk.centralny 200A 500V",110,"WEB","1","szt.",3,3250614121098,"EC000055","27.12.21.0",0.23,0.62,"KG","NIE"]
["LNH3315M","Wkładka NH3C gG + wsk.centralny 315A 500V",110,"WEB","1","szt.",3,3250614121128,"EC000055","27.12.21.0",0.23,0.63700000000000001,"KG","NIE"]
["LNH3355MK","Wkładka NH3 gG+wsk.central.izol. 355A 500V",152,"WEB","1","szt.",3,3250614122927,"EC000055","27.12.21.0",0.23,0.63700000000000001,"KG","NIE"]
["LNH3400MK","Wkładka NH3 gG+wsk.central.izol. 400A 500V",152,"WEB","1","szt.",3,3250614122934,"EC000055","27.12.21.0",0.23,0.63700000000000001,"KG","TAK"]
["LNH3500MK","Wkładka NH3 gG+wsk.central.izol. 500A 500V",152,"WEB","1","szt.",3,3250614122958,"EC000055","27.12.21.0",0.23,0.88,"KG","NIE"]
["LNH3TMM","Zwieracz nożowy nieizolowany NH3 630A, styki srebrzone",61,"WEB",1,"szt.",3,3250614144837,"EC000026","27.12.21.0",0.23,0.26700000000000002,"KG","NIE"]
["LNH40800M","Wkładka NH4a gG + wsk.centralny 800A 500V",666,"WEB","1","szt.",1,3250614132919,"EC000055","27.12.21.0",0.23,2.6,"KG","NIE"]
["LNH41443M4T","Wkładka bezp. NH4 gTr 400V 1443A",755,"WEB","1","szt.",1,3250614126376,"EC000055","27.12.21.0",0.23,2.5,"KG","NIE"]
["LPT06H","systo Puszka n/t 6M (3x2) 45x45mm, biała",123,"TEH",1,"szt.",1,4012740869027,"EC000214","27.33.13.0",0.23,0.48599999999999999,"KG","TAK"]
["LPT25","systo Wskaźnik obecności napięcia 230 V AC",5.4,"TEH",1,"szt.",10,4012740869225,"EC000272","27.33.13.0",0.23,5.0000000000000001E-3,"KG","NIE"]
["LS401","Podstawa bezpiecznikowa 1P 25A 500V L31 1M",26.5,"HAG",1,"szt.",12,3250614123689,"EC002705","27.12.23.0",0.23,64.25,"G","TAK"]
["LS431","Podstawa bezpiecznikowa 1P 25A 500V L31 1M z lampką",52,"HAG",1,"szt.",12,3250614123733,"EC002705","27.12.23.0",0.23,6.4000000000000001E-2,"KG","TAK"]
["LSC60OPKZ","O Klosz do oprawy OPKZ",36.5,"WEB","1","szt.",24,3250614128783,"EC000095","27.40.39.0",0.23,0.66,"KG","TAK"]
["LT0050","Rozłącznik NH- wielkość 000, 3x100A, montowany na szynach TH35",193,"HAG",1,"szt.",1,3250614200595,"EC000249","27.12.23.0",0.23,0.56999999999999995,"KG","TAK"]
["LT051","Rozłącznik bezpiecznikowy NH00 160 A, płyta/szyny TS35, z.kl.95 mm2/odp.3x16 mm2",252,"HAG",1,"szt.",1,3250614200519,"EC000249","27.12.23.0",0.23,0.90200000000000002,"KG","TAK"]
["LT150","Rozłącznik bezpiecznikowy,NH1,3x250A",515,"HAG",1,"szt.",1,3250614201509,"EC000249","-",0.23,2.2970000000000002,"KG","TAK"]
["LT153U","Podstawa bezpiecznikowa,NH1,3x250A montaż na szynach 60mm",638,"HAG",1,"szt.",1,3250614201059,"EC000067","-",0.23,1.8,"KG","NIE"]
["LT350","Rozłącznik bezpiecznikowy,NH3,3x630A",890,"HAG",1,"szt.",1,3250614203503,"EC000249","-",0.23,3.87,"KG","TAK"]
["LVS0060SPX","NH00 Rozłącznik listwowy hakowy, rozstaw 60mm, zacisk M8 3 biegunowy",254,"UTS",1,"szt.",1,4049857124077,"EC001046","27.12.23.0",0.23,1.3140000000000001,"KG","TAK"]
["LVSG2CPX","NH2 400A Rozłącznik listwowy rozstaw 185mm, zacisk M12, 3biegunowy",520,"UTS",1,"szt.",1,4049857124909,"EC001046","27.12.23.0",0.23,4.71,"KG","TAK"]
["LVZ001A","Zacisk pryzmowy 150mm2 dla NH 00 / 185mm",97,"UTS",1,"szt.",3,4049857123742,"EC002498","-",0.23,0.2,"KG","NIE"]
["LVZ00AL185","Osłona zacisków długa dla NH 00 / 185mm",15.8,"UTS",1,"szt.",1,4049857199150,"EC001660","27.12.23.0",0.23,0.65,"KG","NIE"]
["LVZAD","Osłona zacisków do listwy bliźniaczej",96,"UTS",1,"szt.",1,4049857190331,"EC001660","27.12.23.0",0.23,0.38500000000000001,"KG","NIE"]
["LVZW150","Przekładnik prądowy 150/5A 2,5VA klasa 1",121,"UTS",1,"szt.",1,4049857123049,"EC002048","26.51.66.0",0.23,0.16,"KG","TAK"]
["LZ060","Element dystansowy 0,5 mod.",3.3000000000000003,"HAG",1,"szt.",12,3250614260605,"EC002287","-",0.23,12.333,"KG","TAK"]
["LZ153","Zestaw zacisków pryzmowych NH3 150-300-mm2",404,"HAG",1,"szt.",1,3250614261534,"EC002498","25.11.23.0",0.23,0.73,"KG","NIE"]
["LZ158","Osłona zacisków rozłączników listwowych NH2",13.8,"HAG",1,"szt.",1,3250614261589,"EC001660","27.12.23.0",0.23,9.1999999999999998E-2,"KG","NIE"]
["LZ257","Zestaw przekładników prądowych NH1/2/3 250/5 kl 1",352,"HAG",1,"szt.",1,3250614262579,"EC002048","26.51.66.0",0.23,0.8,"KG","NIE"]
["M5159","Podkładka dystansowa 20mm, szara",2,"TEH",1,"szt.",50,4012740106962,"EC002625","27.33.13.0",0.23,4.0000000000000001E-3,"KG","NIE"]
["M54069001","LF Element T/X, 40x60mm, kremowy",34,"TEH",1,"szt.",1,4012740110341,"EC000865","27.33.13.0",0.23,9.5000000000000001E-2,"KG","NIE"]
["M54167035","LF Element T/X, 40x110mm, jasnoszary",32,"TEH",1,"szt.",1,4012740152006,"EC000865","27.33.13.0",0.23,0.124,"KG","NIE"]
["M54469010","LF Element T/X, 60x60mm, biały",37,"TEH",1,"szt.",1,4012740339094,"EC000865","27.33.13.0",0.23,7.0999999999999994E-2,"KG","NIE"]
["M54667030","LF Element T/X, 60x90mm, szary",37,"TEH",1,"szt.",1,4012740108812,"EC000865","27.33.13.0",0.23,9.0999999999999998E-2,"KG","NIE"]
["M55217030","LF Kąt wewnętrzny, 60x150mm, szary",93,"TEH",1,"szt.",1,4012740105514,"EC000862","27.33.13.0",0.23,0.16400000000000001,"KG","NIE"]
["M55257030","LF Kąt płaski, 60x150mm, szary",77,"TEH",1,"szt.",1,4012740105538,"EC000864","27.33.13.0",0.23,0.17799999999999999,"KG","NIE"]
["M55257035","LF Kąt płaski, 60x150mm, jasnoszary",45,"TEH",1,"szt.",1,4012740137416,"EC000864","27.33.13.0",0.23,0.17799999999999999,"KG","NIE"]
["M55317030","LF Kąt wewnętrzny, 60x190mm, szary",48,"TEH",1,"szt.",1,4012740105569,"EC000862","27.33.13.0",0.23,0.18,"KG","NIE"]
["M55357030","LF Kąt płaski, 60x190mm, szary",47,"TEH",1,"szt.",1,4012740105583,"EC000864","27.33.13.0",0.23,0.28999999999999998,"KG","NIE"]
["M55357035","LF Kąt płaski, 60x190mm, jasnoszary",47,"TEH",1,"szt.",1,4012740137461,"EC000864","27.33.13.0",0.23,0.28999999999999998,"KG","NIE"]
["M55427035","LF Kąt zewnętrzny, 60x230mm, jasnoszary",57,"TEH",1,"szt.",1,4012740137492,"EC000863","27.33.13.0",0.23,0.3,"KG","NIE"]
["M55457030","LF Kąt płaski, 60x230mm, szary",119,"TEH",1,"szt.",1,4012740105620,"EC000864","27.33.13.0",0.23,0.34599999999999997,"KG","NIE"]
["M55457035","LF Kąt płaski, 60x230mm, jasnoszary",58,"TEH",1,"szt.",1,4012740137515,"EC000864","27.33.13.0",0.23,0.34599999999999997,"KG","NIE"]
["M58017035","LF/AtehaLF Kąt wewnętrzny, 40x40mm, jasnoszary",16,"TEH",1,"szt.",1,4012740136044,"EC000862","27.33.13.0",0.23,4.1000000000000002E-2,"KG","NIE"]
["M58037035","LF/AtehaLF Końcówka, 40x40mm, jasnoszara",8.1,"TEH",1,"szt.",1,4012740136020,"EC000866","27.33.13.0",0.23,1.0999999999999999E-2,"KG","NIE"]
["M58039001","LF/AtehaLF Końcówka, 40x40mm, kremowa",6.1,"TEH",1,"szt.",1,4012740109925,"EC000866","27.33.13.0",0.23,1.0999999999999999E-2,"KG","NIE"]
["M5848","RK Uchwyt profilowany 110mm",23,"TEH",1,"szt.",10,4012740121071,"EC000083","27.12.40.0",0.23,0.11799999999999999,"KG","TAK"]
["M59617035","LF/AtehaLF Kąt wewnętrzny, 30x30mm, jasnoszary",19,"TEH",1,"szt.",1,4012740136143,"EC000862","27.33.13.0",0.23,1.9E-2,"KG","NIE"]
["M59629001","LF/AtehaLF Kąt zewnętrzny, 30x30mm, kremowy",18,"TEH",1,"szt.",1,4012740132404,"EC000863","27.33.13.0",0.23,2.3E-2,"KG","NIE"]
["M59659001","LF/AtehaLF Kąt płaski, 30x30mm, kremowy",18,"TEH",1,"szt.",1,4012740132466,"EC000864","27.33.13.0",0.23,0.02,"KG","NIE"]
["M61029010","Maskownica do USM, biała",8.6999999999999993,"TEH",1,"szt.",1,4012740222181,"EC000190","27.33.13.0",0.23,0.02,"KG","NIE"]
["M61139010","LF Końcówka, 15x15mm, biała",2.5,"TEH",1,"szt.",5,4012740334877,"EC000866","27.33.13.0",0.23,2E-3,"KG","TAK"]
["M61419010","LF Kąt wewnętrzny, 20x35/36mm, biały",4.3,"TEH",1,"szt.",1,4012740335010,"EC000862","27.33.13.0",0.23,6.0000000000000001E-3,"KG","TAK"]
["M61437030","LF Końcówka, 20x35/36mm, szary",2.4,"TEH",1,"szt.",5,4012740152136,"EC000866","27.33.13.0",0.23,3.0000000000000001E-3,"KG","NIE"]
["M61467030","LF Element T/X, 20x35/36mm, szary",17,"TEH",1,"szt.",1,4012740335393,"EC000865","27.33.13.0",0.23,1.6E-2,"KG","NIE"]
["M61819011","Kąt wewnętrzny z PCV 30x45, czarny",18,"TEH",1,"szt.",1,4012740856997,"EC000862","-",0.23,2.3E-2,"KG","NIE"]
["M61829010","LF Kąt zewnętrzny, 30x45mm, biały",18,"TEH",1,"szt.",1,4012740338301,"EC000863","27.33.13.0",0.23,2.9000000000000001E-2,"KG","NIE"]
["M61857035","LF Kąt płaski, 30x45mm, jasnoszary",15,"TEH",1,"szt.",1,4012740301299,"EC000864","27.33.13.0",0.23,2.1000000000000001E-2,"KG","NIE"]
["M62337035","Końcówka z PC/ABS 20x20, jasnoszara",14,"TEH",1,"szt.",1,4012740262118,"EC000190","-",0.23,2.5999999999999999E-2,"KG","NIE"]
["M6292","LFS Klamra 60x150mm",9.5950000000000006,"TEH",1,"szt.",50,4012740242806,"EC001936","27.33.14.0",0.23,0.02,"KG","NIE"]
["M66639010","LFH Końcówka, 40x60mm, biała",24,"TEH",1,"szt.",1,4012740856478,"EC000866","27.33.13.0",0.23,1.2E-2,"KG","NIE"]
["M66669010","LFH Element T/X, 40x60mm, biały",62,"TEH",1,"szt.",1,4012740860444,"EC000865","27.33.13.0",0.23,7.1999999999999995E-2,"KG","NIE"]
["M66759001","LFH Kąt płaski, 60x90mm, kremowy",72,"TEH",1,"szt.",1,4012740311601,"EC000864","27.33.13.0",0.23,8.4000000000000005E-2,"KG","NIE"]
["M66829010","LFH Kąt zewnętrzny, 60x110mm, biały",160,"TEH",1,"szt.",1,4012740866507,"EC000863","27.33.13.0",0.23,0.14000000000000001,"KG","NIE"]
["M66869001","LFH Element T/X, 60x110mm, kremowy",158,"TEH",1,"szt.",1,4012740311670,"EC000865","27.33.13.0",0.23,0.13800000000000001,"KG","NIE"]
["M7251","LF Klamra 60x190mm",8,"TEH",1,"szt.",20,4012740875332,"EC001936","27.33.14.0",0.23,4.1000000000000002E-2,"KG","NIE"]
["MBN120E","MCB Wyłącznik nadprądowy 6kA 1P B 20A",18.2,"HAG",1,"szt.",12,3250614312779,"EC000042","27.12.22.0",0.23,103.667,"G","TAK"]
["MBN206E","MCB Wyłącznik nadprądowy 6kA 2P B 6A",69,"HAG",1,"szt.",6,3250614312885,"EC000042","27.12.22.0",0.23,0.20100000000000001,"KG","TAK"]
["MBN250E","MCB Wyłącznik nadprądowy 6kA 2P B 50A",105,"HAG",1,"szt.",6,3250614312960,"EC000042","27.12.22.0",0.23,253.167,"G","NIE"]
["MBN316E","MCB Wyłącznik nadprądowy 6kA 3P B 16A",64,"HAG",1,"szt.",4,3250614313066,"EC000042","27.12.22.0",0.23,304,"G","TAK"]
["MBN410E","MCB Wyłącznik nadprądowy 6kA 4P B 10A",108,"HAG",1,"szt.",3,3250614313196,"EC000042","27.12.22.0",0.23,404.33300000000003,"G","TAK"]
["MBN440E","MCB Wyłącznik nadprądowy 6kA 4P B 40A",187,"HAG",1,"szt.",3,3250614313257,"EC000042","27.12.22.0",0.23,488.33300000000003,"G","TAK"]
["MBN516E","MCB Wyłącznik nadprądowy 6kA 1P+N B 16A",56,"HAG",1,"szt.",6,3250614313363,"EC000042","27.12.22.0",0.23,204.833,"G","TAK"]
["MCN101E","MCB Wyłącznik nadprądowy 6kA 1P C 1A",51,"HAG",1,"szt.",12,3250614333651,"EC000042","27.12.22.0",0.23,0.123,"KG","TAK"]
["MCN110E","MCB Wyłącznik nadprądowy 6kA 1P C 10A",22.5,"HAG",1,"szt.",12,3250614313646,"EC000042","27.12.22.0",0.23,118.333,"G","TAK"]
["MCN163E","MCB Wyłącznik nadprądowy 6kA 1P C 63A",47.5,"HAG",1,"szt.",12,3250614313721,"EC000042","27.12.22.0",0.23,130,"G","TAK"]
["MCN206E","MCB Wyłącznik nadprądowy 6kA 2P C 6A",81,"HAG",1,"szt.",6,3250614313783,"EC000042","27.12.22.0",0.23,201.833,"G","TAK"]
["MCN232E","MCB Wyłącznik nadprądowy 6kA 2P C 32A",75,"HAG",1,"szt.",6,3250614313851,"EC000042","27.12.22.0",0.23,243.833,"G","TAK"]
["MCN304E","MCB Wyłącznik nadprądowy 6kA 3P C 4A",135,"HAG",1,"szt.",4,3250614333781,"EC000042","27.12.22.0",0.23,0.36399999999999999,"KG","TAK"]
["MCN340E","MCB Wyłącznik nadprądowy 6kA 3P C 40A",122,"HAG",1,"szt.",4,3250614314018,"EC000042","27.12.22.0",0.23,365,"G","TAK"]
["MCN402E","MCB Wyłącznik nadprądowy 6kA 4P C 2A",218,"HAG",1,"szt.",3,3250614333811,"EC000042","27.12.22.0",0.23,0.48899999999999999,"G","TAK"]
["MCN425E","MCB Wyłącznik nadprądowy 6kA 4P C 25A",120,"HAG",1,"szt.",3,3250614314148,"EC000042","27.12.22.0",0.23,480,"G","TAK"]
["MCN510E","MCB Wyłącznik nadprądowy 6kA 1P+N C 10A",67,"HAG",1,"szt.",6,3250614314261,"EC000042","27.12.22.0",0.23,201.833,"G","TAK"]
["MCN540E","MCB Wyłącznik nadprądowy 6kA 1P+N C 40A",77,"HAG",1,"szt.",6,3250614314322,"EC000042","27.12.22.0",0.23,234.833,"G","NIE"]
["MH2026","BRHP Przegroda H60, bezhalogenowa",21,"TEH",1,"m",50,4012740858335,"EC001015","-",0.23,0.22,"KG","NIE"]
["MM512N","Wyłącznik silnikowy 16-20A",341,"HAG",1,"szt.",1,3250614435256,"EC000074","27.12.23.0",0.23,310,"G","TAK"]
["MM513N","Wyłącznik silnikowy 20-25A",408,"HAG",1,"szt.",1,3250614435263,"EC000074","27.12.23.0",0.23,360,"G","TAK"]
["MZ527N","Styk sygnalizacyjny do wyłącznika silnikowego 3,5A 2Z",142,"HAG",1,"szt.",1,3250614565120,"EC001286","27.12.40.0",0.23,70,"G","NIE"]
["MZ913","Napęd zdalny automatyczny do MCB 3P/4P/3P+N",2129,"HAG",1,"szt.",1,3250614329036,"EC001286","27.12.40.0",0.23,0.35399999999999998,"KG","NIE"]
["MZ915","Napęd zdalny automatyczny do MCB 3P/4P/3P+N, RCCB, RCBO",2269,"HAG",1,"szt.",1,3250614329043,"EC001286","27.12.40.0",0.23,0.35399999999999998,"KG","NIE"]
["NBN132","MCB Wyłącznik nadprądowy 10kA 1P B 32A",44,"HAG",1,"szt.",12,3250614613753,"EC000042","27.12.22.0",0.23,125.917,"G","NIE"]
["NBN220","MCB Wyłącznik nadprądowy 10kA 2P B 20A",95,"HAG",1,"szt.",6,3250614613883,"EC000042","27.12.22.0",0.23,241,"G","NIE"]
["NBN225","MCB Wyłącznik nadprądowy 10kA 2P B 25A",114,"HAG",1,"szt.",6,3250614613890,"EC000042","27.12.22.0",0.23,231.167,"G","NIE"]
["NBN332","MCB Wyłącznik nadprądowy 10kA 3P B 32A",142,"HAG",1,"szt.",4,3250614614057,"EC000042","27.12.22.0",0.23,371.5,"G","TAK"]
["NBN420","MCB Wyłącznik nadprądowy 10kA 4P B 20A",201,"HAG",1,"szt.",3,3250614614187,"EC000042","27.12.22.0",0.23,463.66699999999997,"G","NIE"]
["NBN463","MCB Wyłącznik nadprądowy 10kA 4P B 63A",385,"HAG",1,"szt.",3,3250614614231,"EC000042","27.12.22.0",0.23,504.33300000000003,"G","NIE"]
["NBN540","MCB Wyłącznik nadprądowy 10kA 1P+N B 40A",116,"HAG",1,"szt.",6,3250614614361,"EC000042","27.12.22.0",0.23,250.667,"G","NIE"]
["NBN620","MCB Wyłącznik nadprądowy 10kA 3P+N B 20A",226,"HAG",1,"szt.",3,3250614614484,"EC000042","27.12.22.0",0.23,462.66699999999997,"G","NIE"]
["NBN663","MCB Wyłącznik nadprądowy 10kA 3P+N B 63A",315,"HAG",1,"szt.",3,3250614614538,"EC000042","27.12.22.0",0.23,508,"G","NIE"]
["NCN113","MCB Wyłącznik nadprądowy 10kA 1P C 13A",45.5,"HAG",1,"szt.",12,3250614614613,"EC000042","27.12.22.0",0.23,112.75,"G","TAK"]
["NCN200","MCB Wyłącznik nadprądowy 10kA 2P C 0,5A",235,"HAG",1,"szt.",6,3250614614699,"EC000042","27.12.22.0",0.23,245.333,"G","NIE"]
["NCN206","MCB Wyłącznik nadprądowy 10kA 2P C 6A",120,"HAG",1,"szt.",6,3250614614743,"EC000042","27.12.22.0",0.23,228.167,"G","TAK"]
["NCN240","MCB Wyłącznik nadprądowy 10kA 2P C 40A",135,"HAG",1,"szt.",6,3250614614811,"EC000042","27.12.22.0",0.23,251.333,"G","NIE"]
["NCN302","MCB Wyłącznik nadprądowy 10kA 3P C 2A",354,"HAG",1,"szt.",4,3250614614866,"EC000042","27.12.22.0",0.23,364.5,"G","TAK"]
["NCN325","MCB Wyłącznik nadprądowy 10kA 3P C 25A",143,"HAG",1,"szt.",4,3250614614941,"EC000042","27.12.22.0",0.23,349.75,"G","TAK"]
["NCN403","MCB Wyłącznik nadprądowy 10kA 4P C 3A",440,"HAG",1,"szt.",3,3250614615023,"EC000042","27.12.22.0",0.23,470,"G","NIE"]
["NCN416","MCB Wyłącznik nadprądowy 10kA 4P C 16A",209,"HAG",1,"szt.",3,3250614615078,"EC000042","27.12.22.0",0.23,450.66699999999997,"G","TAK"]
["NCN506","MCB Wyłącznik nadprądowy 10kA 1P+N C 6A",146,"HAG",1,"szt.",6,3250614615191,"EC000042","27.12.22.0",0.23,227.167,"G","NIE"]
["NCN525","MCB Wyłącznik nadprądowy 10kA 1P+N C 25A",92,"HAG",1,"szt.",6,3250614615245,"EC000042","27.12.22.0",0.23,230.667,"G","NIE"]
["NCN616","MCB Wyłącznik nadprądowy 10kA 3P+N C 16A",223,"HAG",1,"szt.",3,3250614615375,"EC000042","27.12.22.0",0.23,443,"G","TAK"]
["NDN101","MCB Wyłącznik nadprądowy 10kA 1P D 1A",114,"HAG",1,"szt.",12,3250614611391,"EC000042","27.12.22.0",0.23,220,"G","NIE"]
["NDN110","MCB Wyłącznik nadprądowy 10kA 1P D 10A",51,"HAG",1,"szt.",12,3250614611445,"EC000042","27.12.22.0",0.23,109.917,"G","TAK"]
["NDN150","MCB Wyłącznik nadprądowy 10kA 1P D 50A",70,"HAG",1,"szt.",12,3250614611513,"EC000042","27.12.22.0",0.23,127.083,"G","TAK"]
["NDN210","MCB Wyłącznik nadprądowy 10kA 2P D 10A",91,"HAG",1,"szt.",6,3250614611599,"EC000042","27.12.22.0",0.23,217,"G","NIE"]
["NDN232","MCB Wyłącznik nadprądowy 10kA 2P D 32A",142,"HAG",1,"szt.",6,3250614611643,"EC000042","27.12.22.0",0.23,250,"G","TAK"]
["NDN304","MCB Wyłącznik nadprądowy 10kA 3P D 4A",334,"HAG",1,"szt.",4,3250614611728,"EC000042","27.12.22.0",0.23,366.25,"G","NIE"]
["NDN320","MCB Wyłącznik nadprądowy 10kA 3P D 20A",143,"HAG",1,"szt.",4,3250614611773,"EC000042","27.12.22.0",0.23,349.25,"G","TAK"]
["NDN401","MCB Wyłącznik nadprądowy 10kA 4P D 1A",431,"HAG",1,"szt.",3,3250614611841,"EC000042","27.12.22.0",0.23,1.38,"KG","NIE"]
["NDN420","MCB Wyłącznik nadprądowy 10kA 4P D 20A",291,"HAG",1,"szt.",3,3250614611926,"EC000042","27.12.22.0",0.23,462,"G","NIE"]
["NDN463","MCB Wyłącznik nadprądowy 10kA 4P D 63A",407,"HAG",1,"szt.",3,3250614611971,"EC000042","27.12.22.0",0.23,507.66699999999997,"G","TAK"]
["R2292VERZ","LFS Wspornik stalowy, 60x150mm, ocynkowany",9.6,"TEH",1,"szt.",100,4012740225236,"EC001936","-",0.23,6.6000000000000003E-2,"KG","NIE"]
["R25529010","LFS Kąt zewnętrzny, 40x60mm, biały",176,"TEH",1,"szt.",4,4012740284189,"EC000863","27.33.13.0",0.23,0.20399999999999999,"KG","NIE"]
["R25669010","LFS Element T, 40x60mm, biały",209,"TEH",1,"szt.",4,4012740284202,"EC000865","27.33.13.0",0.23,0.34699999999999998,"KG","NIE"]
["R25859010","LFS Kąt płaski, 60x60mm, biały",188,"TEH",1,"szt.",6,4012740284240,"EC000864","27.33.13.0",0.23,0.29099999999999998,"KG","NIE"]
["R26069010","LFS Element T, 60x60mm, biały",228,"TEH",1,"szt.",4,4012740284264,"EC000865","27.33.13.0",0.23,0.438,"KG","NIE"]
["R26659010","LFS Kąt płaski, 60x100mm, biały",213,"TEH",1,"szt.",4,4012740284301,"EC000864","27.33.13.0",0.23,0.42399999999999999,"KG","NIE"]
["R27029010","LFS Kąt zewnętrzny, 60x150mm, biały",244,"TEH",1,"szt.",8,4012740284349,"EC000863","27.33.13.0",0.23,0.53300000000000003,"KG","NIE"]
["R2723VERZ","LFS Końcówka, 60x150mm, ocynkowana",73,"TEH",1,"szt.",5,4012740219754,"EC000866","27.33.13.0",0.23,0.126,"KG","NIE"]
["R27539010","LFS Końcówka, 60x200mm, biała",64,"TEH",1,"szt.",6,4012740284417,"EC000866","27.33.13.0",0.23,0.156,"KG","NIE"]
["R30269010","Trójnik FWK3E E30 50x60mm biały",1043,"UTS",1,"szt.",1,4012740907286,"EC002667","-",0.23,6.13,"KG","NIE"]
["R3026VERZ","Trójnik FWK3E E30 50x60mm ocynkowany",991,"UTS",1,"szt.",1,4012740890151,"EC002667","-",0.23,6.13,"KG","NIE"]
["R3035VERZ","Kątownik płaski FWK3E E30 50x110mm ocynkowany",664,"UTS",1,"szt.",1,4012740890113,"EC002660","-",0.23,5.97,"KG","NIE"]
["R3046VERZ","Trójnik FWK3E E30 50x210mm ocynkowany",1095,"UTS",1,"szt.",1,4012740890175,"EC002667","-",0.23,11.43,"KG","NIE"]
["R3051VERZ","Narożnik wewnętrzny FWK3E E30 100x160mm ocynkowany",977,"UTS",1,"szt.",1,4012740889988,"EC002661","-",0.23,8.2100000000000009,"KG","NIE"]
["R3055VERZ","Kątownik płaski FWK3E E30 100x160mm ocynkowany",853,"UTS",1,"szt.",1,4012740890137,"EC002660","-",0.23,9.98,"KG","NIE"]
["R3066VERZ","Trójnik FWK3E E30 100x260mm ocynkowany",1200,"UTS",1,"szt.",1,4012740890199,"EC002667","-",0.23,14.78,"KG","NIE"]
["R4320","LFS Element uziemiający, 20x20mm, ocynkowany",8.1999999999999993,"TEH",1,"szt.",10,4012740293501,"EC001503","-",0.23,2E-3,"KG","NIE"]
["RK1909010","RK 190 Pokrywa główna, biała",65,"TEH",1,"m",8,4012740863995,"EC000083","27.12.40.0",0.23,1.4039999999999999,"KG","NIE"]
["RK2309010","RK 230 Pokrywa główna, biała",90,"TEH",1,"m",16,4012740874670,"EC000083","27.12.40.0",0.23,1.6160000000000001,"KG","TAK"]
["S014","Kłódka z 3 kluczami",17,"UNZ",1,"szt.",1,4010330100505,"EC002221","27.12.40.0",0.23,0.04,"KG","NIE"]
["S98","Pierścień izolacyjny do podstawy bezp. DII, 25A, szary",9.5,"HAG",1,"szt.",50,4010330740770,"EC000241","27.12.21.0",0.23,1.2E-2,"KG","NIE"]
["SBN116","Modułowy rozłącznik izolacyjny, 1P 16A",29,"HAG",1,"szt.",12,3250615510044,"EC001545","27.12.23.0",0.23,64.332999999999998,"G","TAK"]
["SBN180","Modułowy rozłącznik izolacyjny, 1P 80A",42,"HAG",1,"szt.",12,3250615510242,"EC001545","27.12.23.0",0.23,5.5,"G","NIE"]
["SBN280","Modułowy rozłącznik izolacyjny, 2P 80A",60,"HAG",1,"szt.",6,3250615510259,"EC001545","27.12.23.0",0.23,10,"G","NIE"]
["SBN363","Modułowy rozłącznik izolacyjny, 3P 63A",83,"HAG",1,"szt.",4,3250615510228,"EC001545","27.12.23.0",0.23,224.25,"G","TAK"]
["SBN425","Modułowy rozłącznik izolacyjny, 4P 25A",91,"HAG",1,"szt.",6,3250615510112,"EC001545","27.12.23.0",0.23,148.5,"G","TAK"]
["SF463","Przełacznik modułowy sieć-agregat, 63A, 4-bieg. I-0-II",651,"HAG",1,"szt.",1,3250615561015,"EC001105","27.12.23.0",0.23,726,"G","TAK"]
["SFL125","Przełącznik I-II zas.dół 1P 25A",66,"HAG",1,"szt.",12,3250615510778,"EC001545","27.12.23.0",0.23,72.332999999999998,"G","TAK"]
["SFM125","Przełącznik I-II, 1NO+1NC, 25A",66,"HAG",1,"szt.",12,3250615510785,"EC001545","27.12.23.0",0.23,5.5,"G","TAK"]
["SFT240","Przełącznik I-0-II zas.góra 2P 40A",93,"HAG",1,"szt.",6,3250615510921,"EC001105","27.12.23.0",0.23,142.5,"G","TAK"]
["SH363S","Rozłącznik kompaktowy 63A 3-bieg. z blokadą",153,"HAG",1,"szt.",1,3250615589972,"EC001545","27.12.23.0",0.23,0.25,"KG","NIE"]
["SL1104007030","Kanał napodłogowy 11040, szary",8.4,"TEH",1,"m",70,4012740138208,"EC000722","27.33.13.0",0.23,0.23400000000000001,"KG","TAK"]
["SL1807507035","SL Kanał podłogowy PCV z pokrywą, 18x75, jasnoszary",22,"TEH",1,"m",32,4012740306980,"EC000722","27.33.13.0",0.23,0.58299999999999996,"KG","TAK"]
["SL20055229010","SL Pokrywa dywanowa 20x55, biała",19,"TEH",1,"m",36,4012740894005,"EC000786","27.33.13.0",0.23,0.19400000000000001,"KG","NIE"]
["SL200552D5","SL Pokrywa 20x55, dąb",32,"TEH",1,"m",18,4012740893961,"EC000786","27.33.13.0",0.23,0.186,"KG","TAK"]
["SL200553D5","SL Kąt zewnętrzny regulowany 20x55, dąb",27,"TEH",1,"szt.",1,4012740894074,"EC000849","27.33.13.0",0.23,2.4E-2,"KG","NIE"]
["SL200554D2","SL Kąt wewnętrzny regulowany 20x55, buk",27,"TEH",1,"szt.",1,4012740894128,"EC000851","27.33.13.0",0.23,1.2E-2,"KG","NIE"]
["SL200556D2","SL Końcówka 20x55, buk",26.775000000000002,"TEH",1,"szt.",1,4012740894203,"EC000850","27.33.13.0",0.23,1.0999999999999999E-2,"KG","NIE"]
["SL2005579010","SL Łącznik 20x55, biały",9,"TEH",1,"szt.",1,4012740894258,"EC000052","27.33.13.0",0.23,7.0000000000000001E-3,"KG","NIE"]
["SL200557D6","SL Łącznik 20x55, sucupira",17,"TEH",1,"szt.",1,4012740894326,"EC000052","27.33.13.0",0.23,7.0000000000000001E-3,"KG","NIE"]
["SL200559019011","SL Pusty nośnik urządzeń 20x55, fi60, czarny",64,"TEH",1,"szt.",1,4012740842617,"EC000079","27.33.13.0",0.23,0.18,"KG","NIE"]
["SL20055901D5","SL Pusty nośnik urządzeń 20x55, fi60, dąb",94,"TEH",1,"szt.",1,4012740842662,"EC000079","27.33.13.0",0.23,0.18,"KG","NIE"]
["SL200559089010","SL Nośnik urządzeń 20x55, gniazdo RTV, biały",320,"TEH",1,"szt.",1,4012740894517,"EC000079","27.33.13.0",0.23,0.2,"KG","NIE"]
["SL20055909D1","SL Nośnik urządzeń 20x55, gniazdo RTV/SAT, alu",350,"TEH",1,"szt.",1,4012740894500,"EC000079","27.33.13.0",0.23,0.2,"KG","NIE"]
["SL20055921F9010","SL Nośnik urządzeń 20x55, 2P+E / RTV/SAT, biały",347,"TEH",1,"szt.",1,4012740829397,"EC000079","27.33.13.0",0.23,0.7,"KG","NIE"]
["SL20055924D1","SL Nośnik urządzeń 20x55, 4x gniazdo głośnikowe, alu",330,"TEH",1,"szt.",1,4012740894777,"EC000079","27.33.13.0",0.23,0.2,"KG","NIE"]
["SL20055926F9011","SL Nośnik urządzeń 20x55, 2P+E / PIR, czarny",615,"TEH",1,"szt.",1,4012740829724,"EC000079","27.33.13.0",0.23,0.7,"KG","NIE"]
["SL20055932D5","SL Pokrywa nośnika urządzeń 20x55 2*45x45 dąb",89,"TEH",1,"m",1,4012740851886,"EC000079","-",0.23,7.8E-2,"KG","NIE"]
["SL200559619010","SL Nośnik urządzeń 20x55, communic., biały",102,"TEH",1,"szt.",1,4012740894630,"EC000079","27.33.13.0",0.23,"-","-","NIE"]
["SL20055A9011","SL Maskownica nośnika 20x55, czarna",9,"TEH",1,"szt.",1,4012740894883,"EC000786","27.33.13.0",0.23,7.0000000000000001E-3,"KG","NIE"]
["SL20055ACD3","SL Maskownica nośnika 20x55, fi60, klon",13,"TEH",1,"szt.",1,4012740836333,"EC000786","27.33.13.0",0.23,7.0000000000000001E-3,"KG","NIE"]
["SL20055AD2","SL Maskownica nośnika 20x55, buk",13,"TEH",1,"szt.",1,4012740894906,"EC000786","27.33.13.0",0.23,7.0000000000000001E-3,"KG","NIE"]
["SL20080229010","SL Pokrywa dywanowa 20x80, biała",29,"TEH",1,"m",24,4012740895064,"EC000786","27.33.13.0",0.23,0.25,"KG","TAK"]
["SL200802D3","SL Pokrywa 20x80, klon",40,"TEH",1,"m",18,4012740895002,"EC000786","27.33.13.0",0.23,0.24,"KG","NIE"]
["SL200803D2","SL Kąt zewnętrzny regulowany 20x80, buk",29,"TEH",1,"szt.",1,4012740895118,"EC000849","27.33.13.0",0.23,2.5000000000000001E-2,"KG","NIE"]
["SL2008049010","SL Kąt wewnętrzny regulowany 20x80, biały",14,"TEH",1,"szt.",1,4012740895163,"EC000851","27.33.13.0",0.23,0.03,"KG","TAK"]
["SL200806D2","SL Końcówka 20x80, buk",28,"TEH",1,"szt.",1,4012740895279,"EC000850","27.33.13.0",0.23,1.4999999999999999E-2,"KG","NIE"]
["SL200806D3","SL Końcówka 20x80, klon",28,"TEH",1,"szt.",1,4012740895286,"EC000850","27.33.13.0",0.23,1.4999999999999999E-2,"KG","NIE"]
["SL200807D3","SL Łącznik 20x80, klon",14,"TEH",1,"szt.",1,4012740895361,"EC000052","27.33.13.0",0.23,8.9999999999999993E-3,"KG","NIE"]
["SL2008089010","SL Element T, 20x80, biały",93,"TEH",1,"szt.",1,4012740895408,"EC001940","27.33.13.0",0.23,0.14699999999999999,"KG","NIE"]
["SL20080901D1","SL Pusty nośnik urządzeń 20x80, fi60, alu",173,"TEH",1,"szt.",1,4012740842686,"EC000079","27.33.13.0",0.23,0.2,"KG","NIE"]
["SL20080902FD1","SL Nośnik urządzeń 20x80 2P+E / ochrona przepięciowa D, alu",602,"TEH",1,"szt.",1,4012740829731,"EC000079","27.33.13.0",0.23,0.75,"KG","NIE"]
["SL20080909D1","SL Nośnik urządzeń 20x80, gniazdo RTV/SAT, alu",345,"TEH",1,"szt.",1,4012740895576,"EC000079","27.33.13.0",0.23,0.25,"KG","NIE"]
["SL200809109010","SL Nośnik urządzeń 20x80, 2x gniazdo głośnikowe, biały",178,"TEH",1,"szt.",1,4012740895613,"EC000079","27.33.13.0",0.23,0.25,"KG","NIE"]
["SL20080921F9011","SL Nośnik urządzeń 20x80, 2P+E / RTV/SAT, czarny",355,"TEH",1,"szt.",1,4012740829823,"EC000079","27.33.13.0",0.23,0.75,"KG","NIE"]
["SL20080926F9011","SL Nośnik urządzeń 20x80, 2P+E / PIR, czarny",625,"TEH",1,"szt.",1,4012740830249,"EC000079","27.33.13.0",0.23,0.75,"KG","NIE"]
["SL20080926FD1","SL Nośnik urządzeń 20x80, 2P+E / PIR, alu",669,"TEH",1,"szt.",1,4012740830225,"EC000079","27.33.13.0",0.23,0.75,"KG","NIE"]
["SL200809609010","SL Nośnik urządzeń 20x80, 2x gniazdo 2P+E, biały",158,"TEH",1,"szt.",1,4012740895675,"EC000079","27.33.13.0",0.23,0.25,"KG","NIE"]
["SL20080ACD2","SL Maskownica nośnika 20x80, fi60, buk",14,"TEH",1,"szt.",1,4012740836777,"EC000786","27.33.13.0",0.23,7.0000000000000001E-3,"KG","NIE"]
["SL20080ACD4","SL Maskownica nośnika 20x80, fi60, wiśnia",14,"TEH",1,"szt.",1,4012740836791,"EC000786","27.33.13.0",0.23,7.0000000000000001E-3,"KG","NIE"]
["SL20080LED2ALU","Zestaw LED (niebieski), akcesoria, alu",1440,"TEH",1,"TRP",1,4012740221962,"EC000088","27.33.13.0",0.23,5,"KG","NIE"]
["SL2011569010","SL Końcówka 20x115, biała",17,"TEH",1,"szt.",1,4012740221771,"EC000850","27.33.13.0",0.23,1.4999999999999999E-2,"KG","NIE"]
["SL20115819011","Łącznik SL20115/EK40040, czarny",122,"TEH",1,"szt.",1,4012740222372,"EC001940","27.33.13.0",0.23,0.04,"KG","NIE"]
["SL201159039011","SL Pusty nośnik urządzeń 20x115, 45x45, czarny",114,"TEH",1,"szt.",1,4012740896306,"EC000079","27.33.13.0",0.23,0.3,"KG","NIE"]
["SL201159079011","SL Nośnik urządzeń 20x115, 2xRJ45 Kat.6, czarny",270,"TEH",1,"szt.",1,4012740896207,"EC000079","27.33.13.0",0.23,0.3,"KG","NIE"]
["SL20115921F9011","SL Nośnik urządzeń 20x115, 2P+E / RTV/SAT, czarny",380,"TEH",1,"szt.",1,4012740830614,"EC000079","27.33.13.0",0.23,0.8,"KG","NIE"]
["SL20115926F9011","SL Nośnik urządzeń 20x115, 2P+E / PIR, czarny",670,"TEH",1,"szt.",1,4012740830676,"EC000079","27.33.13.0",0.23,0.8,"KG","NIE"]
["SL20115A9010","SL Maskownica nośnika 20x115, biała",7.5,"TEH",1,"szt.",1,4012740896498,"EC000786","27.33.13.0",0.23,8.0000000000000002E-3,"KG","NIE"]
["SM005","Amperomierz analogowy 0-5 A",199,"HAG",1,"szt.",1,3250615630056,"EC002292","26.51.43.0",0.23,152,"G","NIE"]
["SM102E","Wielofunkcyjny analizator parametrów sieci",1483,"HAG",1,"szt.",1,3250615639998,"EC002301","26.51.45.0",0.23,677,"G","TAK"]
["SM200","Moduł wyjść impulsowych dla SM102E, 1 wyjście impulsowe",361,"HAG",1,"szt.",1,3250615632005,"EC002295","26.51.45.0",0.23,0.127,"KG","NIE"]
["SM213","Moduł komunikacyjny TCP/IP (Ethernet) dla SM103E",2040,"HAG",1,"szt.",1,3250615632135,"EC002295","26.51.45.0",0.23,0.18,"KG","TAK"]
["SM601","Amperomierz cyfrowy 0-600 A, pośredni",535,"HAG",1,"szt.",1,3250615636010,"EC002292","26.51.43.0",0.23,291,"G","NIE"]
["SN216","Gniazdo 10/16A, 250V z bolcem uziemiającym",42.6,"HAG",1,"szt.",4,3250615642165,"EC000125","27.33.13.0",0.23,119,"G","TAK"]
["SPK200","SPD Ogranicznik przepięć sieci Ethernet",559,"HAG",1,"szt.",1,3250615661074,"-","-",0.23,{"$error":"#N/A"},{"$error":"#N/A"},"-"]
["SPK502","SPD Ogranicznik przepięć magistral przemysłowych MODBUS",399,"HAG",1,"szt.",1,3250615661111,"-","-",0.23,{"$error":"#N/A"},{"$error":"#N/A"},"-"]
["SPN090","SPD Moduł wymienny 1P MOV T1+T2, 12,5 kA d.c.",285,"HAG",1,"szt.",1,3250615660565,"EC001457","27.12.23.0",0.23,0.105,"G","TAK"]
["SPN190","SPD T1 kombinowany, 1P, Iimp 25 kA, Up ≤ 2,5 kV",1635,"HAG",1,"szt.",1,3250615660060,"EC000381","27.12.23.0",0.23,703,"G","NIE"]
["SPN203N","SPD 1P+N ogranicznik z modułami wymiennymi 3kA class 3 ze wskaźnikiem",580,"HAG",1,"szt.",1,3250615660619,"EC000941","-",0.23,97,"G","TAK"]
["SPN513","SPD Ogranicznik przepięć T2, 3P sieć IT, Imax 40kA, Up≤2kV",760,"HAG",1,"szt.",1,3250615660794,"EC000941","27.12.23.0",0.23,0.38800000000000001,"KG","TAK"]
["SPN802R","SPD Ogranicznik przepięć T1 kombinowany 4P TT, 100 kA, Up≤1,5 kV, styk sygnal.",5717,"HAG",1,"szt.",1,3250615660954,"EC001457","27.12.23.0",0.23,1340,"G","NIE"]
["SPN921","SPD Ogranicznik przepięć 2P MOV T1+T2, 12,5 kA, TN-S",651,"HAG",1,"szt.",1,3250615660503,"EC001457","27.12.23.0",0.23,343,"G","TAK"]
["SRA01005","Przekładnik prądowy 100/5A 2,5VA kl.1",136,"HAG",1,"szt.",1,4049857139316,"EC002048","26.51.66.0",0.23,0.22,"KG","TAK"]
["SRB00605","Przekładnik prądowy 60/5A 1,5VA kl.1",136,"HAG",1,"szt.",3,4049857139286,"EC002048","26.51.66.0",0.23,0.20300000000000001,"KG","NIE"]
["SRE12505","Przekładnik prądowy 1250/5A 15VA kl.1",211,"HAG",1,"szt.",1,4049857139415,"EC002048","26.51.66.0",0.23,0.37,"KG","TAK"]
["SRH40005","Przekładnik prądowy 4000/5A 15VA kl.1",523,"HAG",1,"szt.",1,4049857139514,"EC002048","26.51.66.0",0.23,1.1100000000000001,"KG","NIE"]
["ST301","Transformator dzwonkowy, nap.wtórne 8V/0,5A lub 12V/0,33A",115,"HAG",1,"szt.",6,3250615703019,"EC001547","27.90.40.0",0.23,235,"G","TAK"]
["SU213","Dzwonek 230V/0,03A",84,"HAG",1,"szt.",12,3250615712134,"EC000844","27.90.40.0",0.23,6.7000000000000004E-2,"KG","TAK"]
["SVN123","Lampka sygnalizacyjna, pomarańczowa 230V AC",37.5,"HAG",1,"szt.",12,3250615721648,"EC001657","27.90.20.0",0.23,49,"G","TAK"]
["SVN221","Lampka sygnalizacyjna 3 x zielona, 230V AC",56,"HAG",1,"szt.",12,3250615725523,"EC001657","27.90.20.0",0.23,0.06,"KG","TAK"]
["SVN352","Łącznik przyciskowy 16A, 1Z+1R",63,"HAG",1,"szt.",12,3250615721877,"EC001545","27.33.11.0",0.23,63,"G","TAK"]
["SVN391","Przycisk sterowniczy podwójny 1Z+1R zielono-czerwony",63,"HAG",1,"szt.",12,3250615721907,"EC001546","27.33.11.0",0.23,66.917000000000002,"G","TAK"]
["T95A","Puszka zabezpieczająca przewody licznikowe",101,"UTS",1,"szt.",1,4010330552823,"EC002498","27.33.13.0",0.23,0.27500000000000002,"KG","NIE"]
["TE370","3-faz.licz. kWh, pom.przekładnikowy wyj.KNX",1568,"KNX",1,"szt.",1,3250615853707,"EC001102","27.12.24.0",0.23,0.26400000000000001,"KG","NIE"]
["TG053A","KNX Stacja pogodowa GPS",5615,"KNX",1,"szt.",1,3250615879806,"EC000926","27.12.24.0",0.23,0.45,"KG","NIE"]
["TG530A","Czujnik ciepła, zasilanie bateryjne 9V, biały",193,"KNX",1,"szt.",1,3250615879837,"EC001763","26.30.50.0",0.23,0.26100000000000001,"KG","NIE"]
["TGF110","Zasilacz do switch TN520",229,"HAG",1,"szt.",1,3250615879790,"EC002542","-",0.23,102,"G","NIE"]
["TH001","Interfejs RS232",1500,"KNX",1,"szt.",1,3250615880017,"EC001099","27.12.24.0",0.23,177,"G","NIE"]
["TJ661GB","Oprogramowanie wiz. Tebis/KNX do 300 adr. gr.",4923,"KNX",1,"szt.",1,3250615909527,"EC000757","27.12.24.0",0.23,28,"G","NIE"]
["TJF050C","Ramka do panelu dotykowego 5\" - czarny, szkło z ramką alu",909,"KNX",1,"szt.",1,3250615909770,"EC002036","27.12.24.0",0.23,260,"G","NIE"]
["TJF080B","Ramka do panelu dotykowego 8\" - czarny, szkło z liniami",953,"KNX",1,"szt.",1,3250615909756,"EC002036","27.12.24.0",0.23,443,"G","NIE"]
["TN010S","Moduł koncentryczny F/F 1M",56,"HAG",1,"szt.",1,3250615949844,"EC001131","26.30.23.0",0.23,42,"G","TAK"]
["TN211","Moduł tłumienność 0-20dB",195,"HAG",1,"szt.",1,3250615942111,"EC000432","27.12.23.0",0.23,54,"G","NIE"]
["TN221","Wzmacniacz sygnału TV",237,"HAG",1,"szt.",1,3250615942210,"EC000525","27.12.23.0",0.23,69,"G","TAK"]
["TRB221A","KNX RF quicklink sterownik żaluzjowy 1-krotny  p/t, 6A 230V",394,"KNX",1,"szt.",1,3250615989093,"EC001330","-",0.23,99,"G","NIE"]
["TRB501","KNX Wyjście binarne radiowe KNX, 1-krotne 10A + wejście 1-kr. bezpoten.",503,"KNX",1,"szt.",1,3250615985002,"EC001584","27.12.24.0",0.23,0.08,"KG","NIE"]
["TRC321B","KNX RF quicklink natynkowy czujnik natężenia oświetlenia biały",458,"KNX",1,"szt.",1,3250615989109,"EC000688","27.12.24.0",0.23,150,"G","NIE"]
["TRM692G","KNX RF quicklink sterownik żaluzjowy 1-krotny + wejście bezpotencjałowe 2-krotne ",285,"KNX",1,"szt.",1,3250615989031,"EC001330","-",0.23,88,"G","NIE"]
["TWS70VERZ","Przegroda z blachy stalowej",33,"TEH",1,"m",32,4012740898546,"EC001009","27.33.13.0",0.23,0.63400000000000001,"KG","NIE"]
["TX153B","KNX Zestaw 2 kart XD 32Mb",544,"KNX",1,"szt.",1,3250616049185,"EC001581","27.12.24.0",0.23,22,"G","NIE"]
["TX320","KNX Termostat Tebis TX/KNX",1086,"KNX",1,"szt.",1,3250616043206,"EC001101","27.12.24.0",0.23,185,"G","NIE"]
["TXA026","KNX easy Wyłącznik zmierzchowy 20 kLx, z czujnikiem EE003",1040,"KNX",1,"szt.",1,3250617579292,"EC001100","27.12.24.0",0.23,0.17499999999999999,"KG","NIE"]
["TXA116","Zasilacz KNX 2 x 30 V DC 320 mA",999,"KNX",1,"szt.",1,3250616049000,"-","-",0.23,{"$error":"#N/A"},{"$error":"#N/A"},"-"]
["TXA206D","6-krotne wyjście binarne 16A C-last, 4 mod.",1722,"KNX",1,"szt.",1,3250616049659,"EC001097","27.12.24.0",0.23,276,"G","NIE"]
["TXA208D","8-kr. wyj. bin. 16A/230V~, C-load, z lok. wym. st.",2631,"KNX",1,"szt.",1,3250616049543,"EC001097","27.12.24.0",0.23,0.41299999999999998,"KG","NIE"]
["TXA224","Sterownik żaluzji 4-kanałowy, 6A 230V AC, 4 mod.",1455,"KNX",1,"szt.",1,3250616049635,"EC001330","27.12.24.0",0.23,219,"G","NIE"]
["TXA306","KNX easy Wejście binarne 6-krotne uniwersalne",1200,"KNX",1,"szt.",1,3250616049260,"EC000688","27.12.24.0",0.23,324,"G","NIE"]
["TXA608B","KNX e/s Sterownik załączający / żaluzjowy 10 A, 8-/4-krotny",890,"KNX",1,"szt.",1,3250616048836,"-","-",0.23,{"$error":"#N/A"},{"$error":"#N/A"},"-"]
["TXA661B","KNX e/s Ściemniacz uniwersalny 600 W, 1-krotny",680,"KNX",1,"szt.",1,3250616048713,"-","-",0.23,{"$error":"#N/A"},{"$error":"#N/A"},"-"]
["TXB344","KNX easy Wejście przyciskowe z wyjściem sterującym LED, 4-wejścia + 4-wyjścia",410,"KNX",1,"szt.",1,3250616049055,"EC000688","27.12.24.0",0.23,34,"G","NIE"]
["TXM620D","Sterownik załączający/żaluzjowy 20-/10-krotny 16A C-load, 8 mod, KNX easy",1800,"KNX",1,"szt.",1,3250616048782,"-","-",0.23,{"$error":"#N/A"},{"$error":"#N/A"},"-"]
["TYA606A","KNX Wyjście binarne 6-krotne 4A, 4 mod",972,"KNX",1,"szt.",1,3250616059825,"EC001097","-",0.23,371,"G","NIE"]
["TYA608A","KNX Wyjście binarne 8-krotne 4A, 6 mod",1188,"KNX",1,"szt.",1,3250616059740,"EC001097","-",0.23,500,"G","NIE"]
["TYA624A","KNX Sterownik rolet 4-krotny, 230V AC, 4 mod",864,"KNX",1,"szt.",1,3250616059672,"EC001330","-",0.23,219,"G","NIE"]
["TYA663A","KNX Ściemniacz uniwersalny 3-kanałowy 300W, 6 mod",1621,"KNX",1,"szt.",1,3250616059689,"EC001094","-",0.23,0.38100000000000001,"KG","TAK"]
["TYB641A","KNX Sterownik grzewczy 1-kanałowy 230 V AC p/t",605,"KNX",1,"szt.",1,3250616059948,"EC001586","-",0.23,79,"G","NIE"]
["TYF656T","KNX Elektroniczny sterownik grzewczy 6-krotny 230 V AC",935,"KNX",1,"szt.",1,3250617579780,"EC001586","-",0.23,0.26,"G","TAK"]
["U841","Pokrywa do plombowania,do urządzeń 2,5 PLE,dla MCB/HS/D0/DII,HxBxT 53x53x33mm",12,"UTS",1,"szt.",10,4010330550881,"EC002498","-",0.23,0.04,"KG","TAK"]
["U84S4","Obudowa przyłączeniowa,IP54,kl. Izol. II,324x307x149mm,Univers N,dla szyn Cu 40mm, boczna",330,"UTS",1,"szt.",1,3250616100077,"EC000268","-",0.23,2.2999999999999998,"KG","NIE"]
["UC11BT","universNHC 150x250mm zestaw do oprzewodowania drzwi z rurą 1 mb i PG21",255,"UTS",1,"szt.",1,3250616371163,"EC001893","-",0.23,0.56999999999999995,"KG","NIE"]
["UC11RK","universNHC 150x250mm zestaw z pokrywą pełną z TS35",61,"UTS",1,"szt.",1,3250616370333,"EC001894","-",0.23,0.4,"KG","NIE"]
["UC21D6","universNHC 300x250mm zestaw dla gniazd typu D na system szyn 60mm",159,"UTS",1,"szt.",1,3250616370692,"EC002275","-",0.23,957,"G","NIE"]
["UC21LM1","universNHC 300x250mm zestaw dla wyłączników mocy 250A term-magnet TM",168,"UTS",1,"szt.",1,3250616370876,"EC001897","-",0.23,1.18,"KG","TAK"]
["UC21RK","universNHC 300x250mm zestaw z pokrywą pełną z TS35",78,"UTS",1,"szt.",1,3250616370340,"EC001894","-",0.23,0.9,"KG","TAK"]
["UC22BA","universNHC 300x500mm zestaw z pokrywą pełną",59,"UTS",1,"szt.",1,3250616370074,"EC001892","-",0.23,890,"G","TAK"]
["UC22T60","universNHC 300x500mm zestaw dla 4 rozłączników NH00 na system szyn 60mm",139,"UTS",1,"szt.",1,3250616370746,"EC002286","-",0.23,1.2,"KG","TAK"]
["UC31D6","universNHC 450x250mm zestaw dla gniazd typu D na system szyn 60mm",237,"UTS",1,"szt.",1,3250616370715,"EC002275","-",0.23,1.54,"KG","NIE"]
["UC31LE3","universNHC 450x250mm zestaw dla wyłączników mocy 400/630A elektroniczny LSI",219,"UTS",1,"szt.",1,3250616370920,"EC001897","-",0.23,2.1,"KG","TAK"]
["UC31LM1M","universNHC 450x250mm zestaw dla wyłączników mocy 250A TM+napęd silnikowy",164,"UTS",1,"szt.",1,3250616371002,"EC001897","-",0.23,1.6,"KG","NIE"]
["UC31T60","universNHC 450x250mm zestaw dla 2 rozłączników NH00 na system szyn 60mm",128,"UTS",1,"szt.",1,3250616370739,"EC002286","-",0.23,1.2,"KG","NIE"]
["UC32LE5M","universNHC 450x500mm zestaw dla wyłączników mocy 800/1000A napęd silnikowy",246,"UTS",1,"szt.",1,3250616371095,"EC001897","-",0.23,2.9,"KG","TAK"]
["UC32TM3","universNHC 450x500mm zestaw dla przełączników z napędem 630A",248,"UTS",1,"szt.",1,3250616370654,"EC000264","-",0.23,5.3,"KG","NIE"]
["UC33BA","universNHC 450x750mm zestaw z pokrywą pełną",173,"UTS",1,"szt.",1,3250616370135,"EC001892","-",0.23,2,"KG","TAK"]
["UC42LE3F","universNHC 600x500mm zestaw dla wyłączników mocy 400/630A elektroniczny LSI+FI",322,"UTS",1,"szt.",1,3250616370968,"EC001897","-",0.23,5.2,"KG","NIE"]
["UC42LE3FM","universNHC 600x500mm zestaw dla wyłączników mocy 400/630A +FI+napęd silnikowy",325,"UTS",1,"szt.",1,3250616371088,"EC001897","-",0.23,4.9000000000000004,"KG","NIE"]
["UC52BA","universNHC 750x500mm zestaw z pokrywą pełną",219,"UTS",1,"szt.",1,3250616370104,"EC001892","-",0.23,2.2000000000000002,"KG","TAK"]
["UC63L83M","universNHC Zestaw H900xB750, dla rozł. listw. 6xNH1-3, rozst. 185 góra/dół",1129,"UTS",1,"szt.",1,3250616373372,"EC002286","-",0.23,5,"KG","NIE"]
["UD02F1","universN Blok pusty 75x500mm 2 sztuki",226,"HAG",1,"szt.",1,3250616141612,"EC001892","-",0.23,0.89,"KG","TAK"]
["UD12A1","universN Blok dla zacisków szeregowych poziomych 150x500mm",204,"HAG",1,"szt.",1,3250616140905,"EC001894","-",0.23,1.2,"KG","TAK"]
["UD21B3","universN Blok dla aparatów modułowych montowanych poziomo 2x10PLE 300x250mm",184,"HAG",1,"szt.",1,3250616141179,"EC002575","-",0.23,1.4890000000000001,"KG","TAK"]
["UD21B4","universN Blok dla pól licznikowych dla aparatów modułowych z zac. PE/N 300x250mm",252,"HAG",1,"szt.",1,3250616141209,"EC002575","-",0.23,1.2,"KG","TAK"]
["UD21G2","universN Blok dla zacisków szeregowych i aparatury mod. pionowo 300x250mm",411,"HAG",1,"szt.",1,3250616141803,"EC002575","-",0.23,1.7,"KG","NIE"]
["UD22M1","universN Podzespół 300x500mm z płytą montażową perforowaną",503,"HAG",1,"szt.",1,3250616143012,"EC001893","-",0.23,2,"KG","NIE"]
["UD23A1","universN Blok dla zacisków szeregowych poziomych 300x750mm",497,"HAG",1,"szt.",1,3250616140936,"EC001894","-",0.23,2.94,"KG","TAK"]
["UD31D2B","universN Blok z płytą montażową dla 1xNH2 450x250mm",310,"HAG",1,"szt.",1,3250616142183,"EC002286","-",0.23,2.25,"KG","TAK"]
["UD32B3","universN Blok dla aparatów modułowych montowanych poziomo 3x24PLE 450x500mm",320,"HAG",1,"szt.",1,3250616141292,"EC002575","-",0.23,3.2,"KG","TAK"]
["UD32C1","universN Blok z płytą montażową 450x500mm",431,"HAG",1,"szt.",1,3250616141445,"EC001893","-",0.23,5.7,"KG","TAK"]
["UD41A1N","Blok Univers N dla zacisków szeregowych, poziomych",332,"HAG",1,"szt.",1,3250616143210,"EC002286","-",0.23,2.65,"KG","NIE"]
["UD42A1N","Blok Univers N dla zacisków szeregowych, poziomych",669,"HAG",1,"szt.",1,3250616143197,"EC002286","-",0.23,4.2,"KG","NIE"]
["UD61M1","universN Podzespół z płytą montażową perforowaną",1040,"HAG",1,"szt.",1,3250616142046,"EC001893","-",0.23,3.6,"KG","NIE"]
["UE21A8","universN Blok dla szyn zbiorczych poz. 12x5/10mm 40mm 1xNH00 6-pol. 300x250mm",276,"HAG",1,"szt.",1,3250616150720,"EC002286","-",0.23,0.93,"KG","NIE"]
["UE21D2","universN Blok 300x250mm z szynami 4-pol. Cu 25x4mm 4x250A",1374,"HAG",1,"szt.",1,3250616150560,"EC001896","-",0.23,2.7269999999999999,"KG","NIE"]
["UE21F0","universN Blok dla szyn zbiorczych pion. 12/20/30x5/10mm 60mm 4-pol. 300x250mm",342,"HAG",1,"szt.",1,3250616150904,"EC001896","-",0.23,1.1399999999999999,"KG","NIE"]
["UE22E4B","universN Blok dla szyn zbiorczych poziomych 300x500mm",344,"HAG",1,"szt.",1,3250616151192,"EC002286","-",0.23,1.36,"KG","TAK"]
["UE31A2B","universN Podzespół 450x500mm dla 1xNH2",623,"HAG",1,"szt.",1,3250616151352,"EC002286","-",0.23,1,"KG","NIE"]
["UE31E3B","universN Blok dla szyn zbiorczych poz. 60mm 4/5-pol. 1xNH2 450x250mm",327,"HAG",1,"szt.",1,3250616151239,"EC002286","-",0.23,1.18,"KG","TAK"]
["UE31F5","universN Blok dla szyn zbiorczych pion. 60mm 4-pol. D02/DII/DIII 450x250mm",519,"HAG",1,"szt.",1,3250616150935,"EC002275","-",0.23,1.4,"KG","NIE"]
["UE52K4N","universN Blok dla szyn zbiorczych poz. 185mm 3-pol. 4xNH1/2/3-listw. 750x500mm",941,"HAG",1,"szt.",1,3250616151437,"EC002286","-",0.23,3,"KG","TAK"]
["UG32S2","univers tablica licznikowa z krzyżakami dla 2 licz. płytka",361,"HAG",1,"szt.",1,3250616170278,"EC002575","-",0.23,1.9750000000000001,"KG","NIE"]
["UK21L1A","universN Blok 300x250mm do rozłącznika HWD 160A",490,"HAG",1,"szt.",1,3250616210882,"EC001897","-",0.23,1.9350000000000001,"KG","NIE"]
["UK22V1","universN Blok dla motor-przeł.zasilania 125A/160A/250A/400A 300x500mm",367,"HAG",1,"szt.",1,3250616211063,"EC001897","-",0.23,4.2,"KG","TAK"]
["UK31C2M","universN Blok 450x250mm do MCCB 400/630A +M",494,"HAG",1,"szt.",1,3250616211261,"EC002283","-",0.23,2.6,"KG","TAK"]
["UK32N1A","universN Blok 450x500mm do rozłącznika HWD 400A",711,"HAG",1,"szt.",1,3250616210905,"EC001897","-",0.23,4.0170000000000003,"KG","NIE"]
["UK42T1","universN Blok dla odłącznika obciążenia 630A 600x500mm",765,"HAG",1,"szt.",1,3250616210639,"EC002280","-",0.23,3.74,"KG","NIE"]
["UL03B6","univers Zestaw podłączeniowy 4-pol. 630A 2x95mm2",1631,"HAG",1,"szt.",1,3250616220287,"EC000057","27.12.40.0",0.23,4512,"G","NIE"]
["UM04L1N","universN Szyna pionowa Cu do rozł. listwowych NH00 30x10mm 3szt.",389,"HAG",1,"szt.",1,3250616231207,"EC001522","27.32.13.0",0.23,2.2599999999999998,"KG","NIE"]
["UM05G","univers Łącznik szyn zbiorczych 12x5mm 4-pol. 60mm",161,"HAG",1,"szt.",1,3250616230576,"EC000713","27.32.13.0",0.23,0.38100000000000001,"KG","NIE"]
["UM07L1N","universN Szyna pionowa Cu do rozł. listwowych NH00 30x10mm 3szt.",580,"HAG",1,"szt.",1,3250616231214,"EC001522","27.32.13.0",0.23,3.5,"KG","NIE"]
["UM09M","univers Szyna pozioma Cu do rozł. listwowych NH1/2/3 5-pol. 40x10mm (3 szt)",1318,"HAG",1,"szt.",1,3250616230767,"EC001522","27.32.13.0",0.23,12.789,"KG","NIE"]
["UM23A","univers Szyna Cu 20x5mm 3-polowa",152,"HAG",1,"szt.",10,3250616230187,"EC001522","27.32.13.0",0.23,6.7000000000000004E-2,"KG","TAK"]
["UM25B","univers Szyna Cu 20x10mm 5-polowa",457,"HAG",1,"szt.",5,3250616230293,"EC001522","27.32.13.0",0.23,0.44600000000000001,"KG","NIE"]
["UM30A5","universN Szyna Cu 30x10mm",440,"HAG",1,"szt.",1,3250616362482,"EC001522","27.32.13.0",0.23,2.1640000000000001,"KG","NIE"]
["UM33A","univers Szyna Cu 30x5mm 3-polowa",193,"HAG",1,"szt.",10,3250616230200,"EC001522","27.32.13.0",0.23,0.999,"KG","TAK"]
["UM36B","univers Szyna Cu 30x10mm 6-polowa",586,"HAG",1,"szt.",5,3250616230903,"EC001522","27.32.13.0",0.23,4,"KG","TAK"]
["UN04A","univers Szyna nośna 600mm 2szt.",60,"HAG",1,"szt.",3,3250616240032,"EC002625","25.11.23.0",0.23,0.77300000000000002,"KG","TAK"]
["UN05GN","fw media Podzespół do zabudowy aparatów modułowych 750x250",149,"HAG",1,"szt.",1,3250616240223,"EC002625","-",0.23,1.4,"KG","NIE"]
["UN09A","univers Szyna nośna 1350mm 2szt.",84,"HAG",1,"szt.",3,3250616240087,"EC002625","25.11.23.0",0.23,1.7,"KG","TAK"]
["UN61TN","Podzespół do zabudowy urządzeń telekomunikacyjnych do FW61U",574,"HAG",1,"szt.",1,3250616240360,"EC002574","-",0.23,2.1,"KG","NIE"]
["UN62TN","Podzespół do zabudowy urządzeń telekomunikacyjnych do FW62/63/64U",711,"HAG",1,"szt.",1,3250616240414,"EC002574","-",0.23,3.4,"KG","NIE"]
["US11A4","universN Pokrywa z wężem do okablowania drzwi 150x250",101,"HAG",1,"szt.",1,3250616365827,"EC000775","-",0.23,0.31,"KG","NIE"]
["US21A3","universN Pokrywa ze szczeliną poziomą odstęp 125mm 300x250",109,"HAG",1,"szt.",1,3250616365346,"EC000775","-",0.23,0.44,"KG","NIE"]
["US21A4","Pokrywa do 1xNH00, Univers N, 300x250",142,"HAG",1,"szt.",1,3250616365377,"EC000775","-",0.23,0.45,"KG","NIE"]
["US21B5","universN Pokrywa do podstawy NH2 na szynach zb. 40mm przezr. szyba 300x250",141,"HAG",1,"szt.",1,3250616365674,"EC000775","-",0.23,0.73,"KG","NIE"]
["US21C3","universN Pokrywa ze szczeliną poziomą odstęp 150mm 300x250 10szt.",1011,"HAG",1,"szt.",1,3250616291706,"EC000775","-",0.23,3.4,"KG","NIE"]
["US21D1","universN Pokrywa do 2xNH00(4xNH000) 300x250",126,"HAG",1,"szt.",1,3250616292154,"EC000775","-",0.23,0.35,"KG","NIE"]
["US22A1","universN Pokrywa pełna 300x500",115,"HAG",1,"szt.",1,3250616291577,"EC000775","-",0.23,0.85,"KG","TAK"]
["US23A1","universN Pokrywa pełna 300x750",275,"HAG",1,"szt.",1,3250616291584,"EC000775","-",0.23,1.6639999999999999,"KG","NIE"]
["US31A2","universN Pokrywa ze szczeliną poziomą odstęp 150mm 450x250",173,"HAG",1,"szt.",1,3250616291768,"EC000775","-",0.23,0.60299999999999998,"KG","TAK"]
["US31D1","universN Pokrywa do 2xNH00(4xNH000) 300x500",194,"HAG",1,"szt.",1,3250616292246,"EC000775","-",0.23,0.57999999999999996,"KG","NIE"]
["US32A5A","universN Pokrywa 450x500mm",252,"HAG",1,"szt.",1,3250616291805,"EC000775","-",0.23,0.83,"KG","NIE"]
["US32A7","Pokrywa do wyłączników mocy HA, 1x630A, Univers N, 450x500",279,"HAG",1,"szt.",1,3250616365803,"EC000775","-",0.23,1.2,"KG","NIE"]
["US41A4A","Pokrywa do UK41C2N, Univers N, 600x250",573,"HAG",1,"szt.",1,3250616292369,"EC000775","-",0.23,0.8,"KG","NIE"]
["US42A4","universN Pokrywa do wyłączników mocy HA 1x630A 600x500",531,"HAG",1,"szt.",1,3250616365810,"EC000775","-",0.23,1.4,"KG","NIE"]
["US51A2N","universN Pokrywa 750x250 LVSG NH1-3",307,"HAG",1,"szt.",1,3250616292604,"EC000775","-",0.23,920,"G","NIE"]
["UST4MB","universNHC wspornik pod uchwyt szyn zbiorczych UST4",65,"UTS",1,"szt.",1,3250616371248,"EC000264","-",0.23,236,"G","TAK"]
["UT11E","univers Szyna wsporcza 2-polowa do obudowy G275mm I kl",156,"HAG",1,"szt.",1,3250616300040,"EC002625","25.11.23.0",0.23,0.753,"KG","NIE"]
["UT11M","univers Szyna wsporcza 3-polowa do obudowy G350mm II kl",180,"HAG",1,"szt.",1,3250616301313,"EC002625","25.11.23.0",0.23,1.1000000000000001,"KG","NIE"]
["UT11R","univers Szyna wsporcza 3-polowa do obudowy G350mm I kl",193,"HAG",1,"szt.",1,3250616301351,"EC002625","25.11.23.0",0.23,1.206,"KG","NIE"]
["UT33S","orion+ Komplet montażowy univers",395,"HAG",1,"szt.",1,3250616110243,"EC002625","-",0.23,3.13,"KG","NIE"]
["UT44DN","fw media Przegroda 950mm pionowa",54,"HAG",1,"szt.",1,3250616302334,"EC000770","25.11.23.0",0.23,0.13,"KG","NIE"]
["UT72CN","univers Szyna wsporcza do kabli 2-polowa montowana w obudowie",103,"HAG",1,"szt.",1,3250616302082,"EC002625","25.11.23.0",0.23,0.51,"KG","NIE"]
["UT74S","orion+ Komplet montażowy univers",488,"HAG",1,"szt.",1,3250616110274,"EC002625","-",0.23,4.21,"KG","NIE"]
["UT81BN","univers Uchwyt szyny wsporczej G600mm",133,"HAG",1,"szt.",1,3250616302143,"EC002624","27.32.13.0",0.23,1.71,"KG","NIE"]
["UT90L","Płytka łącząca lewa",13,"HAG",1,"szt.",1,3250616301160,"EC001024","-",0.23,0.04,"KG","NIE"]
["UVZ0M12RS","universNHC podkładka stykowa M12 100szt.",238,"UTS",1,"szt.",1,3250617856348,"EC000058","-",0.23,0.47,"KG","NIE"]
["UVZ1M12SM","Nakrętka do osadzenia M12 (3szt.)",11,"UTS",1,"szt.",1,3250617856317,"EC002343","-",0.23,0.05,"KG","TAK"]
["UVZ4M12S","Śruby hexagonalne M12x40mm, akcesoria do stabilizacji szyn \"Cu 20x10\" (100Pcs)",220,"UTS",1,"szt.",1,3250616373204,"-","-",0.23,4.5999999999999996,"KG","NIE"]
["UVZ6M8S","universNHC śruba sześciokątna M8x60mm 200szt.",198,"UTS",1,"szt.",1,3250617856188,"EC000058","-",0.23,4.8,"KG","NIE"]
["UZ003","univers Listwa do opisywania 1-polowa",12,"HAG",1,"szt.",10,3250616360037,"EC002625","-",0.23,0.02,"KG","NIE"]
["UZ00A2","universN Podstawa wspornika lewa 100szt.",305,"HAG",1,"szt.",1,3250616364011,"EC002625","27.12.40.0",0.23,1.1299999999999999,"KG","NIE"]
["UZ00Z3","universN Izolator 50szt.",225,"HAG",1,"szt.",1,3250616364516,"EC002625","27.12.40.0",0.23,0.43,"KG","NIE"]
["UZ015","Zestaw obniżający = 6 szt. 3-polowy",107,"HAG",1,"szt.",1,3250616360150,"EC002625","-",0.23,0.53,"KG","NIE"]
["UZ01B1","universN Szyna nośna 1-polowa 50szt.",584,"HAG",1,"szt.",1,3250616364110,"EC000212","25.11.23.0",0.23,7.77,"KG","NIE"]
["UZ01F1","Przegroda pozioma dla rozdzielnic FW 1-pol.",37,"HAG",1,"szt.",1,3250616367005,"EC000770","25.11.23.0",0.23,0.05,"KG","NIE"]
["UZ020","univers Szyna uziemiająca Cu 20x5mm 2-polowa",354,"HAG",1,"szt.",1,3250616360204,"EC000329","25.11.23.0",0.23,0.67,"KG","TAK"]
["UZ02A3","universN Wspornik wysoki lewy/prawy (część zamienna)",14,"HAG",1,"szt.",1,3250616364080,"EC002625","27.12.40.0",0.23,0.02,"KG","TAK"]
["UZ02S2","universN Wspornik PE/N 2szt.",59,"HAG",1,"szt.",1,3250616364943,"EC001166","27.12.40.0",0.23,0.14000000000000001,"KG","TAK"]
["UZ03A1","Część dolna wspornika",20,"HAG",1,"szt.",1,3250616364097,"EC002625","27.12.40.0",0.23,0.03,"KG","TAK"]
["UZ03Z1","universN Wspornik obniżany z małym obniżeniem 50szt.",1503,"HAG",1,"szt.",1,3250616364394,"EC002625","27.12.40.0",0.23,5.3,"KG","NIE"]
["UZ05A1","universN Adapter górny pokryw część zamienna 4szt.",25,"HAG",1,"szt.",1,3250616366770,"EC002625","27.12.40.0",0.23,0.1,"KG","TAK"]
["UZ06A3","universN Bolce zamykające",131,"HAG",1,"szt.",1,3250616366879,"EC002289","25.11.23.0",0.23,33,"G","NIE"]
["UZ100","Śruby do blachy,4,2x9,5, kpl=100 szt.",34,"HAG",1,"kpl",1,3250616361003,"EC002625","-",0.23,0.156,"KG","NIE"]
["UZ10Z1","universN Wspornik szyny nośnej z pionowym prowadzeniem przewodów 50szt.",200,"HAG",1,"szt.",1,3250616362338,"EC002625","27.12.40.0",0.23,6.92,"KG","NIE"]
["UZ23MP","universN Płyta montażowa 1850x750mm (wys. x szer.) montaż bez UNxxA",511,"HAG",1,"szt.",1,3250616367265,"EC000213","-",0.23,25.5,"KG","TAK"]
["UZ25A","Kątownik obniżający dla szyn wsporczych wys. 25mm",219,"UTS",1,"kpl",1,3250616366930,"EC002625","-",0.23,0.13,"KG","NIE"]
["UZ301T","Przegroda pionowa, Univers N",72,"HAG",1,"szt.",1,3250616366886,"EC002625","25.11.23.0",0.23,0.125,"KG","NIE"]
["UZ31M5","universN płyta montażowa dla teletechniki wysokość obudowy 500mm 1-polowa",261,"HAG",1,"szt.",1,3250616366893,"EC000213","-",0.23,0.45,"KG","NIE"]
["UZ41M1","universN Płyta montażowa do bloku 650mm 1-polowa",137,"HAG",1,"szt.",1,3250616364547,"EC000213","-",0.23,2.85,"KG","NIE"]
["UZ50A","Kątownik obniżający dla szyn wsporczych wys. 50mm",218,"UTS",1,"kpl",1,3250616367210,"EC002625","-",0.23,0.14399999999999999,"KG","NIE"]
["UZ50F1","Przegroda pionowa dla rozdzielnic FW o wys. 800mm",57,"HAG","1","szt.",1,3250616366978,"EC000770","25.11.23.0",0.23,0.125,"KG","NIE"]
["UZ61M5","universN płyta montażowa dla teletechniki wysokość obudowy 950mm 1-polowa",322,"HAG",1,"szt.",1,3250616240278,"EC000213","-",0.23,1.02,"KG","NIE"]
["UZ61S1","universN Wspornik szyn zbiorczych 60mm 1-polowy 50szt.",3791,"HAG",1,"kpl",1,3250616364899,"EC001166","27.12.40.0",0.23,4.5999999999999996,"KG","NIE"]
["UZ62S4","universNHC wspornik do PE/N 2-bieg. prawy dla Cu 20/30/40x5/10 10szt.",389,"UTS",1,"szt.",1,3250616371422,"EC001166","-",0.23,2.6,"KG","NIE"]
["UZ64S3","universN Wspornik szyn zbiorczych 60mm 4-polowy wysokość 450mm lewy 10szt.",1017,"HAG",1,"szt.",1,3250616364813,"EC001166","27.12.40.0",0.23,3.16,"KG","NIE"]
["UZ64S6","universN Wspornik szyn zbiorczych 60mm 4-polowy wysokość 300mm prawy",132,"HAG",1,"szt.",1,3250616362437,"EC001166","27.12.40.0",0.23,0.26,"KG","NIE"]
["VA24B","volta Rozdzielnica natynkowa 2R/24M II kl IP30",180,"HAG",1,"szt.",1,3250616410428,"EC000058","-",0.23,1.36,"KG","TAK"]
["VA36V","volta Drzwi wentylowane VA36xxx",69,"HAG",1,"szt.",1,3250616411531,"EC002287","27.12.31.0",0.23,1.1080000000000001,"KG","NIE"]
["VA48B","volta Rozdzielnica natynkowa 4R/48M II kl IP30",262,"HAG",1,"szt.",1,3250616410442,"EC000058","-",0.23,2.2149999999999999,"KG","TAK"]
["VB72TB","Vega Rozdzielnica n/t 72M drzwi transparentne",528,"HAG",1,"szt.",1,3250616420953,"EC000058","27.12.31.0",0.23,5.0999999999999996,"KG","TAK"]
["VE110L","vector II Rozdzielnica IP65 1R/10M",185,"HAG",1,"szt.",1,3250616453104,"EC000058","27.12.31.0",0.23,0.95,"KG","TAK"]
["VE110PN","vector outdoor Rozdzielnica n/t IP65 odporna na UV przetłoczenia 1R/10M (1x10)",124,"HAG",1,"szt.",1,3250616450332,"EC000214","27.12.31.0",0.23,0.96,"KG","TAK"]
["VE218PN","vector outdoor Rozdzielnica n/t IP65 odporna na UV przetłoczenia 2R/36M (2x18)",434,"HAG",1,"szt.",1,3250616450394,"EC000214","27.12.31.0",0.23,3.573,"KG","NIE"]
["VE412L","vector II Rozdzielnica IP65 4R/48M",450,"HAG",1,"szt.",1,3250616457102,"EC000058","27.12.31.0",0.23,3.8849999999999998,"KG","TAK"]
["VE412SN","vector outdoor Rozdzielnica n/t IP65 odporna na UV bez przetłoczeń 4R/48M (4x12)",568,"HAG",1,"szt.",1,3250616450479,"EC000214","27.12.31.0",0.23,4.0439999999999996,"KG","NIE"]
["VF122TD","golf Rozdzielnica p/t IP40 drzwi transparentne 22M",201,"HAG",1,"szt.",1,3250616463400,"EC000058","27.12.31.0",0.23,2060,"G","TAK"]
["VF318PD","golf Rozdzielnica p/t IP40 drzwi pełne 54M",316,"HAG",1,"szt.",1,3250616463271,"EC000058","27.12.31.0",0.23,3300,"G","TAK"]
["VF418PD","golf Rozdzielnica p/t IP40 drzwi pełne 72M",609,"HAG",1,"szt.",1,3250616463288,"EC000058","27.12.31.0",0.23,4200,"G","TAK"]
["VH36NE","volta Rozdzielnica do płyt kartonowo-gipsowych 3R/36M II kl IP30",374,"HAG",1,"szt.",1,3250616614819,"EC000058","27.12.31.0",0.23,4.45,"KG","TAK"]
["VH48NE","volta Rozdzielnica do płyt kartonowo-gipsowych 4R/48M II kl IP30",438,"HAG",1,"szt.",1,3250616614871,"EC000058","27.12.31.0",0.23,5.4,"KG","TAK"]
["VP01Z","vector Zamek cylindryczny",51,"HAG",1,"szt.",10,3250616560093,"EC000214","27.12.40.0",0.23,95.7,"G","TAK"]
["VP36G","vector Obudowa wyposażona w płytę montażową, drzwi pełne 500x300x160mm",568,"HAG",1,"szt.",1,3250616560062,"EC000214","27.12.31.0",0.23,5.2709999999999999,"KG","NIE"]
["VP54G","vector Obudowa wyposażona w płytę montażową, drzwi pełne 500x400x210mm",616,"HAG",1,"szt.",1,3250616560079,"EC000214","27.12.31.0",0.23,7.3639999999999999,"KG","NIE"]
["VP930","vector Płyta izolacyjna 350x250mm",72,"HAG",1,"szt.",2,3250610674635,"EC000058","27.12.40.0",0.23,0.5,"KG","NIE"]
["VP950","vector Ruszt montażowy pod aparaturę modułową 350x250mm",254,"HAG",1,"szt.",1,3250610674710,"-","27.12.40.0",0.23,1,"KG","NIE"]
["VP992","vector Uchwyty do mocowania na ścianie (4szt.-kpl.)",36,"HAG",1,"szt.",10,3250610674819,"EC002287","27.12.40.0",0.23,0.08,"KG","TAK"]
["VS118TD","golf Rozdzielnica n/t IP40 drzwi transparentne 18M",199,"HAG",1,"szt.",1,3250616593114,"EC000058","27.12.31.0",0.23,1520,"G","TAK"]
["VS218PD","golf Rozdzielnica n/t IP40 drzwi pełne 36M",302,"HAG",1,"szt.",1,3250616593015,"EC000058","27.12.31.0",0.23,2140,"G","TAK"]
["VS412PD","golf Rozdzielnica n/t IP40 drzwi pełne 48M",416,"HAG",1,"szt.",1,3250616595095,"EC000058","27.12.31.0",0.23,2720,"G","TAK"]
["VU24NK","volta Skrzynka wnękowa (podtynkowa) 2R/24M dostawy etapowe",35,"HAG",1,"szt.",1,3250616614369,"EC002287","27.12.40.0",0.23,1150,"G","TAK"]
["VU36NWB","volta Rozdzielnica VDI podtynkowa 3R 2x płyta montażowa, 1x szyna TH",262,"HAG",1,"szt.",1,3250616615731,"EC000214","-",0.23,4.3,"KG","TAK"]
["VU60NWB","volta Rozdzielnica VDI podtynkowa 5R 4x płyta montażowa, 1x szyna TH",524,"HAG",1,"szt.",1,3250616615786,"EC000214","-",0.23,5.8,"KG","TAK"]
["VZ00HWF","Przepust kablowy 3-krotne gniazdo zasilające 230V do VHxxx",223,"HAG",1,"szt.",1,3250615002198,"EC002287","27.12.23.0",0.23,0.39,"KG","NIE"]
["VZ013V","Zatyczka uszczelniająca do dławnic kablowych metr. wentylowanych VZ020D/VZ025D",12,"HAG",1,"szt.",1,3250616669635,"EC002287","27.12.40.0",0.23,2.5,"G","NIE"]
["VZ032M","Dławnica kablowa M32 IP65 (kpl 20 szt.)",12,"HAG",1,"szt.",20,3250616669543,"EC002287","27.12.40.0",0.23,3.5000000000000003E-2,"KG","TAK"]
["VZ101N","volta Ramka maskująca z drzwiami RAL 9010 1R/12M dostawy etapowe",123,"HAG",1,"szt.",1,3250616666061,"EC002287","-",0.23,1.35,"KG","TAK"]
["VZ114N","volta Rama podwyższająca 4R",260,"HAG",1,"szt.",1,3250616666511,"EC002287","-",0.23,0.39200000000000002,"KG","NIE"]
["VZ126N","volta Drzwi wentylowane 4R",185,"HAG",1,"szt.",1,3250616661264,"EC002287","27.12.31.0",0.23,1.59,"KG","NIE"]
["VZ133N","volta Drzwi transparentne 3R",185,"HAG",1,"szt.",1,3250616666160,"EC002287","-",0.23,1.04,"KG","NIE"]
["VZ198","vector II Młotek do zbicia szyby",78,"HAG",1,"szt.",1,3250616661981,"EC002287","-",0.23,78,"G","NIE"]
["VZ261N","volta Ramka maskująca z drzwiami 1R/12M stal nierdzewna dostawy etapowe",939,"HAG",1,"szt.",1,3250616666283,"EC002287","-",0.23,1.2909999999999999,"KG","NIE"]
["VZ263N","volta Ramka maskująca z drzwiami 3R/36M stal nierdzewna dostawy etapowe",1182,"HAG",1,"szt.",1,3250616666306,"EC002287","-",0.23,2.2170000000000001,"KG","NIE"]
["VZ306","volta Zestaw montażowy do płyt perforowanych VDI",14,"HAG",1,"szt.",1,3250616663060,"EC002287","-",0.23,0.1,"KG","TAK"]
["VZ312BS","Pasek opisowy do FZ12Mx samoprzylepny",22,"HAG",1,"szt.",1,3250616669888,"EC002287","27.12.31.0",0.23,0.08,"KG","TAK"]
["VZ318","volta Płyta montażowa perforowana 36M",131,"HAG",1,"szt.",1,3250616663183,"EC000213","-",0.23,0.39,"KG","NIE"]
["VZ321N","volta Ramka maskująca z drzwiami 1R/12M RAL9006 dostawy etapowe",123,"HAG",1,"szt.",1,3250616669284,"EC002287","-",0.23,1.3,"KG","NIE"]
["VZ331N","volta Ramka maskująca z drzwiami 1R/12M RAL7016 dostawy etapowe",123,"HAG",1,"szt.",1,3250616669321,"EC002287","-",0.23,1.24,"KG","NIE"]
["VZ383R","volta Pokrywa rewizyjna I30 3R",3752,"HAG",1,"szt.",1,3250616669796,"EC000210","-",0.23,15.41,"KG","NIE"]
["VZ406","volta Szyna nośna TS35 obniżona, zabudowa do głębokości 84 mm",9.1999999999999993,"HAG",1,"szt.",10,3250616664067,"EC002287","25.11.23.0",0.23,9.4E-2,"KG","NIE"]
["VZ407","volta Kieszeń na dokumentację transparentna 220x240mm",12,"HAG",1,"szt.",10,3250616664074,"EC002287","-",0.23,2.5000000000000001E-2,"KG","TAK"]
["VZ456N","volta Zaciski do obwodów rożnicowych na szynę TS35 10szt.",96,"HAG",1,"szt.",1,3250616669369,"EC002287","-",0.23,0.14000000000000001,"KG","TAK"]
["VZ48NAV","volta Zestaw wyposażeniowy bez ramki i drzwi 4R/48M dostawy etapowe",193,"HAG",1,"szt.",1,3250616666870,"EC002287","27.33.13.0",0.23,1.48,"KG","NIE"]
["VZ501N","volta Szablon rozdzielnic podtynkowych do ścian betonowych 1R/12M",652,"HAG",1,"szt.",1,3250616666450,"EC002287","-",0.23,0.1,"KG","NIE"]
["VZ511N","volta Przegroda pionowa do rozdzielnic p/t i do ścian z płyt GKB 1R/12M",20,"HAG",1,"szt.",10,3250616666535,"EC000770","25.11.23.0",0.23,1.6E-2,"KG","NIE"]
["VZ530N","volta Przepust kablowy",25,"HAG",1,"szt.",1,3250616666573,"EC002287","27.12.40.0",0.23,0.121,"KG","TAK"]
["VZ535","volta Klips do dokumentów",14,"HAG",1,"szt.",1,3250616668997,"EC002287","-",0.23,12,"G","NIE"]
["VZ553N","volta Ruszt montażowy 3R (2xTS35)",89,"HAG",1,"szt.",1,3250616666641,"EC002287","-",0.23,0.373,"KG","NIE"]
["VZ602","volta Paski opisowe w osłonie z tworzywa 14M zestaw 10 szt.",42,"HAG",1,"szt.",1,3250616666023,"EC002287","-",0.23,0.18,"KG","TAK"]
["VZ602N","golf Drzwi pełne białe VF/VS108",32,"HAG",1,"szt.",1,3250616655010,"EC002287","-",0.23,119,"G","NIE"]
["VZ622N","golf Drzwi transparentne VF/VS108",31,"HAG",1,"szt.",1,3250616655126,"EC002287","-",0.23,140,"G","NIE"]
["VZ627N","golf Drzwi transparentne VF/VS118",71,"HAG",1,"szt.",1,3250616655171,"EC002287","-",0.23,360,"G","NIE"]
["VZ643N","golf Pokrywa frontowa do VF112",31,"HAG",1,"szt.",1,3250616655249,"EC000775","-",0.23,325,"G","NIE"]
["VZ651N","golf Pokrywa frontowa do VF122",43,"HAG",1,"szt.",1,3250616655324,"EC000775","-",0.23,456,"G","NIE"]
["VZ668N","golf Pokrywa frontowa do VS218",72,"HAG",1,"szt.",1,3250616655409,"EC000775","-",0.23,780,"G","NIE"]
["VZ682N","golf Izolowany ruszt nośny TS35 VF108",31,"HAG",1,"szt.",1,3250616655515,"-","-",0.23,65,"G","NIE"]
["VZ690N","golf Izolowany ruszt nośny TS35 VF418",126,"HAG",1,"szt.",1,3250616655591,"-","-",0.23,685,"G","NIE"]
["VZ693N","golf Ścianka przepustowa VF 12M",31,"HAG",1,"szt.",1,3250616655614,"EC002287","-",0.23,59,"G","NIE"]
["VZ694N","golf Ścianka przepustowa VF 18/22M",31,"HAG",1,"szt.",1,3250616655621,"EC002287","-",0.23,80,"G","NIE"]
["VZ696N","golf Kotwy montażowe do ścian karton-gips golf VF (4szt.)",35,"HAG",1,"szt.",1,3250616655638,"EC002287","-",0.23,45,"G","TAK"]
["VZ699","volta Wspornik boczny podtrzymujący przewody",15,"HAG",1,"szt.",1,3250616666993,"EC002287","27.12.40.0",0.23,0.04,"KG","TAK"]
["VZ699N","golf Uchwyty do podtrz. przewodów do VF/VS (10szt)",34,"HAG",1,"szt.",1,3250616655645,"EC002287","-",0.23,63,"G","TAK"]
["VZ701N","Nośnik pusty do zacisków śrubowych golf VF/VS 4M",31,"HAG",1,"szt.",1,3250616655652,"EC002287","27.33.13.0",0.23,19,"G","NIE"]
["VZ702N","Nośnik pusty do zacisków śrubowych golf VF/VS 8M",48,"HAG",1,"szt.",1,3250616655669,"EC002287","27.33.13.0",0.23,46,"G","NIE"]
["VZ703N","Nośnik pusty do zacisków śrubowych golf VF/VS 12M",56,"HAG",1,"szt.",1,3250616655676,"EC002287","27.33.13.0",0.23,34,"G","NIE"]
["VZ704N","Nośnik pusty do zacisków śrubowych golf VF/VS 18/22M",62,"HAG",1,"szt.",1,3250616655683,"EC002287","27.33.13.0",0.23,52,"G","NIE"]
["VZ705N","golf Nośnik pusty pod samozaciski QC golf VF/VS 4M",35,"HAG",1,"szt.",1,3250616655690,"EC002287","27.33.13.0",0.23,19,"G","NIE"]
["VZ706N","golf Nośnik pusty pod samozaciski QC golf VF/VS 8M",53,"HAG",1,"szt.",1,3250616655706,"EC002287","27.33.13.0",0.23,33,"G","NIE"]
["VZ707N","golf Nośnik pusty pod samozaciski QC golf VF/VS 12M",62,"HAG",1,"szt.",1,3250616655713,"EC002287","27.33.13.0",0.23,37,"G","NIE"]
["VZ708N","golf Nośnik pusty pod samozaciski QC golf VF/VS 18/22M",71,"HAG",1,"szt.",1,3250616655720,"EC002287","27.33.13.0",0.23,55,"G","TAK"]
["VZ710","Nośnik samozacisków do rozdzielnic VB, FD, FU",41,"HAG",1,"szt.",1,3250616667105,"EC002287","27.12.40.0",0.23,0.13900000000000001,"KG","NIE"]
["VZ711","vector/vector outdoor Nośnik samozacisków QuickConnect szer. 240 mm",42,"HAG",1,"szt.",1,3250616667112,"EC002287","27.12.40.0",0.23,6.2E-2,"KG","TAK"]
["VZ717","volta Karty opisowe do naklejenia na drzwi rozdzielnicy zestaw 10 szt.",27,"HAG",1,"szt.",1,3250616667174,"EC002287","27.12.40.0",0.23,9.6000000000000002E-2,"KG","NIE"]
["VZ722","vector/vector outdoor Wspornik z zaciskami PE/N 2x4 zaciski",25,"HAG",1,"szt.",1,3250616667228,"EC002287","27.12.40.0",0.23,0.04,"KG","NIE"]
["VZ723","vector/vector outdoor Wspornik z zaciskami PE/N 2x7 zaciski",31,"HAG",1,"szt.",1,3250616667235,"EC002287","27.12.40.0",0.23,6.0999999999999999E-2,"KG","TAK"]
["VZ724","vector/vector outdoor Wspornik z zaciskami PE/N 2x11 zacisków",37,"HAG",1,"szt.",1,3250616667242,"EC002287","27.12.40.0",0.23,89,"G","NIE"]
["VZ743","vector/vector outdoor Zaciski przewodu sterującego 7 zacisków",28,"HAG",1,"szt.",1,3250616667433,"EC000276","27.12.40.0",0.23,0.129,"KG","NIE"]
["VZ744","vector/vector outdoor Adapter dla wsporników z zaciskami PE/N",12,"HAG",1,"szt.",1,3250616667440,"EC002287","27.12.40.0",0.23,2.3E-2,"KG","NIE"]
["VZ747","vector/vector outdoor Maskownica przewodów rozdzielnice 12M",23,"HAG",1,"szt.",1,3250616667471,"EC000211","27.33.13.0",0.23,0.16,"KG","TAK"]
["VZ748","vector/vector outdoor Maskownica przewodów rozdzielnice 18M",36,"HAG",1,"szt.",1,3250616667488,"EC000211","27.33.13.0",0.23,0.17399999999999999,"KG","TAK"]
["VZ749","vector/vector outdoor Kanał grzebieniowy (kpl 5 szt.) rozdzielnice 12M",11,"HAG",1,"szt.",1,3250616667495,"EC000012","27.33.13.0",0.23,106,"G","NIE"]
["VZ750","vector/vector outdoor Kanał grzebieniowy (kpl 5 szt.) rozdzielnice 18M",17,"HAG",1,"szt.",1,3250616667501,"EC000012","27.33.13.0",0.23,160,"G","TAK"]
["VZ754","vector II Tuleja łącząca VE112-VE318",79,"HAG",1,"szt.",1,3250616667549,"-","27.33.13.0",0.23,0.06,"KG","NIE"]
["VZ758","vector II Zestaw tulei IP54 metryczne",34,"HAG",1,"szt.",1,3250616667587,"-","27.33.13.0",0.23,121,"G","NIE"]
["VZ759","vector II Zatyczka wentylacyjna M20",12,"HAG",1,"szt.",1,3250616667594,"EC002287","-",0.23,7.5,"G","NIE"]
["VZ761N","golf Podstawa obudowy VS104",21,"HAG",1,"szt.",1,3250616655737,"EC002287","-",0.23,220,"G","NIE"]
["VZ762N","golf Podstawa obudowy VS108",25,"HAG",1,"szt.",1,3250616655744,"EC002287","-",0.23,290,"G","NIE"]
["VZ763N","golf Podstawa obudowy VS112",34,"HAG",1,"szt.",1,3250616655751,"EC002287","-",0.23,430,"G","NIE"]
["VZ764N","golf Podstawa obudowy VS212",48,"HAG",1,"szt.",1,3250616655768,"EC002287","-",0.23,590,"G","NIE"]
["VZ765N","golf Podstawa obudowy VS312",62,"HAG",1,"szt.",1,3250616655775,"EC002287","-",0.23,760,"G","NIE"]
["VZ766N","golf Podstawa obudowy VS412",78,"HAG",1,"szt.",1,3250616655782,"EC002287","-",0.23,980,"G","NIE"]
["VZ767N","golf Podstawa obudowy VS118",43,"HAG",1,"szt.",1,3250616655799,"EC002287","-",0.23,570,"G","NIE"]
["VZ768N","golf Podstawa obudowy VS218",57,"HAG",1,"szt.",1,3250616655805,"EC002287","-",0.23,770,"G","NIE"]
["VZ769N","golf Podstawa obudowy VS318",79,"HAG",1,"szt.",1,3250616655812,"EC002287","-",0.23,990,"G","NIE"]
["VZ770N","golf Podstawa obudowy VS418",119,"HAG",1,"szt.",1,3250616655829,"EC002287","-",0.23,1280,"G","NIE"]
["VZ771N","golf Podstawa obudowy VS122",78,"HAG",1,"szt.",1,3250616655836,"EC002287","-",0.23,700,"G","NIE"]
["VZ786N","golf Uchwyt do montażu p/t w ścianach mur. VF",34,"HAG",1,"szt.",1,3250616655959,"EC002287","-",0.23,170,"G","TAK"]
["VZ787N","golf Przezroczysta oprawa do etykiet VF/VS (5szt)",69,"HAG",1,"szt.",1,3250616655966,"EC002287","-",0.23,0.13,"KG","TAK"]
["VZ788N","golf Etykiety naklejane (10 szt.)",64,"HAG",1,"szt.",1,3250616655973,"EC002287","-",0.23,30,"G","NIE"]
["VZ789N","golf Kapturki izolujące II klasa izolacji VS (4szt.)",14,"HAG",1,"szt.",1,3250616655980,"EC002287","-",0.23,15,"G","NIE"]
["VZ790N","Śruby patentowe do pokryw i rusztu nośnego golf VF(12szt)",25,"HAG",1,"szt.",1,3250616655997,"EC002287","-",0.23,34,"G","TAK"]
["VZ791N","golf Szyny nośne metalowe TS35 VF/VS 12M",21,"HAG",1,"szt.",1,3250616656000,"EC000212","25.11.23.0",0.23,86,"G","NIE"]
["VZ792N","golf Szyny nośne metalowe TS35 VF/VS 18M",24,"HAG",1,"szt.",1,3250616656017,"EC000212","25.11.23.0",0.23,115,"G","NIE"]
["VZ793N","golf Szyny nośne metalowe TS35 VF/VS 22M",27,"HAG",1,"szt.",1,3250616656024,"EC000212","25.11.23.0",0.23,145,"G","NIE"]
["VZ794N","golf Zamek do rozdzielnic VF/VS",54,"HAG",1,"szt.",1,3250616656147,"EC002287","-",0.23,27,"G","TAK"]
["VZ796N","golf Wspornik z zaciskami PE+N VF/VS 12M",43,"HAG",1,"szt.",1,3250616656277,"EC002287","27.12.40.0",0.23,70,"G","TAK"]
["VZ797N","golf Wspornik z zaciskami VF/VS 18/22M",50,"HAG",1,"szt.",1,3250616656284,"EC002287","27.12.40.0",0.23,110,"G","TAK"]
["VZ800N","volta Zawias do drzwi",16,"HAG",1,"szt.",1,3250616669000,"EC002287","-",0.23,7,"G","TAK"]
["VZ801N","volta Ramka dekoracyjna do montażu lustra lub plakatu 2R biała",762,"HAG",1,"szt.",1,3250616666665,"EC002287","-",0.23,1.2,"KG","NIE"]
["VZ802N","volta Ramka dekoracyjna do montażu lustra lub plakatu 3R biała",1089,"HAG",1,"szt.",1,3250616666672,"EC002287","-",0.23,1.4630000000000001,"KG","NIE"]
["VZ803N","volta Ramka dekoracyjna do montażu lustra lub plakatu 2R czarna",758,"HAG",1,"szt.",1,3250616666689,"EC002287","-",0.23,1.21,"KG","NIE"]
["VZ804N","volta Ramka dekoracyjna do montażu lustra lub plakatu 3R czarna",1053,"HAG",1,"szt.",1,3250616666696,"EC002287","-",0.23,1569,"G","NIE"]
["VZ807N","volta Ramka dekoracyjna do montażu lustra lub plakatu 2R srebrna matowa",782,"HAG",1,"szt.",1,3250616666726,"EC002287","-",0.23,0.1,"KG","NIE"]
["VZ808N","volta Ramka dekoracyjna do montażu lustra lub plakatu 3R srebrna matowa",1085,"HAG",1,"szt.",1,3250616666733,"EC002287","-",0.23,0.1,"KG","NIE"]
["VZ809N","volta Ramka dekoracyjna do montażu lustra lub plakatu 2R błękitna",758,"HAG",1,"szt.",1,3250616666740,"EC002287","-",0.23,100,"G","NIE"]
["VZ810N","volta Ramka dekoracyjna do montażu lustra lub plakatu 3R błękitna",1085,"HAG",1,"szt.",1,3250616666757,"EC002287","-",0.23,0.1,"KG","NIE"]
["VZ811N","volta Wkład lustra do ramki dekoracyjnej 2R",203,"HAG",1,"szt.",1,3250616666764,"EC002287","-",0.23,1.494,"KG","NIE"]
["VZ812N","volta Wkład lustra do ramki dekoracyjnej 3R",282,"HAG",1,"szt.",1,3250616666771,"EC002287","-",0.23,2.552,"KG","NIE"]
["VZ813N","volta Wkład pod plakat do ramki dekoracyjnej 2R",136,"HAG",1,"szt.",1,3250616666788,"EC002287","-",0.23,100,"G","NIE"]
["VZ814N","volta Wkład pod plakat do ramki dekoracyjnej 3R",191,"HAG",1,"szt.",1,3250616666795,"EC002287","-",0.23,100,"G","NIE"]
["VZ820N","golf Skrzynka wnękowa VF104",34,"HAG",1,"szt.",1,3250616656031,"EC002287","-",0.23,320,"G","NIE"]
["VZ821N","golf Skrzynka wnękowa VF108",37,"HAG",1,"szt.",1,3250616656048,"EC002287","-",0.23,420,"G","NIE"]
["VZ822N","golf Skrzynka wnękowa VF112",50,"HAG",1,"szt.",1,3250616656055,"EC002287","-",0.23,600,"G","NIE"]
["VZ823N","golf Skrzynka wnękowa VF212",75,"HAG",1,"szt.",1,3250616656062,"EC002287","-",0.23,810,"G","NIE"]
["VZ824N","golf Skrzynka wnękowa VF312",94,"HAG",1,"szt.",1,3250616656079,"EC002287","-",0.23,1015,"G","NIE"]
["VZ825N","golf Skrzynka wnękowa VF412",114,"HAG",1,"szt.",1,3250616656086,"EC002287","-",0.23,1350,"G","NIE"]
["VZ826N","golf Skrzynka wnękowa VF118",60,"HAG",1,"szt.",1,3250616656093,"EC002287","-",0.23,765,"G","NIE"]
["VZ827N","golf Skrzynka wnękowa VF218",84,"HAG",1,"szt.",1,3250616656109,"EC002287","-",0.23,1030,"G","NIE"]
["VZ828N","golf Skrzynka wnękowa VF318",117,"HAG",1,"szt.",1,3250616656116,"EC002287","-",0.23,1350,"G","NIE"]
["VZ829N","golf Skrzynka wnękowa VF418",146,"HAG",1,"szt.",1,3250616656123,"EC002287","-",0.23,1670,"G","NIE"]
["VZ830N","golf Skrzynka wnękowa VF122",69,"HAG",1,"szt.",1,3250616656130,"EC002287","-",0.23,820,"G","NIE"]
["VZ832N","golf Samoprzylepne naklejki dekoracyjne dla golf VF pomarańczowy",73,"HAG",1,"szt.",1,3250616656178,"EC002287","-",0.23,0.01,"KG","NIE"]
["VZ833N","golf Samoprzylepne naklejki dekoracyjne dla golf VF czarny matowy",72,"HAG",1,"szt.",1,3250616656185,"EC002287","-",0.23,1.2999999999999999E-2,"KG","NIE"]
["VZ834N","golf Samoprzylepne naklejki dekoracyjne dla golf VF żółty",81,"HAG",1,"szt.",1,3250616656192,"EC002287","-",0.23,0.01,"KG","NIE"]
["VZ835N","golf Samoprzylepne naklejki dekoracyjne dla golf VF czarny granit",81,"HAG",1,"szt.",1,3250616656208,"EC002287","-",0.23,0.01,"KG","NIE"]
["VZ836N","golf Samoprzylepne naklejki dekoracyjne dla golf VF orzech",83,"HAG",1,"szt.",1,3250616656215,"EC002287","-",0.23,0.01,"KG","NIE"]
["VZ837N","golf Samoprzylepne naklejki dekoracyjne dla golf VF buk",83,"HAG",1,"szt.",1,3250616656222,"EC002287","-",0.23,0.01,"KG","NIE"]
["VZ838N","golf Samoprzylepne naklejki dekoracyjne dla golf VF złoty",82,"HAG",1,"szt.",1,3250616656239,"EC002287","-",0.23,0.01,"KG","NIE"]
["VZ839N","golf Samoprzylepne naklejki dekoracyjne dla golf VF aluminium",82,"HAG",1,"szt.",1,3250616656246,"EC002287","-",0.23,0.01,"KG","NIE"]
["VZ840N","golf Samoprzylepne naklejki dekoracyjne dla golf VF węglowy",87,"HAG",1,"szt.",1,3250616656253,"EC002287","-",0.23,0.01,"KG","NIE"]
["VZ841N","golf Samoprzylepne naklejki dekoracyjne dla golf VF chrom",96,"HAG",1,"szt.",1,3250616656260,"EC002287","-",0.23,0.1,"KG","NIE"]
["VZ858N","golf Drzwi wentylowane do VF/VS218",117,"HAG",1,"szt.",1,3250616467231,"-","27.12.31.0",0.23,504,"G","TAK"]
["VZ859N","golf Drzwi wentylowane do VF/VS318",173,"HAG",1,"szt.",1,3250616467248,"-","27.12.31.0",0.23,504,"G","TAK"]
["VZ860N","golf Drzwi wentylowane do VF/VS418",220,"HAG",1,"szt.",1,3250616467255,"-","27.12.31.0",0.23,504,"G","TAK"]
["VZ861N","golf Łącznik góra/dół rozdzielnic VFx18",86,"HAG",1,"szt.",1,3250616467262,"-","27.12.31.0",0.23,504,"G","TAK"]
["VZ941","volta Mediabox patch panel Lexcom  ",143,"HAG",1,"szt.",1,3250616669413,"EC000436","-",0.23,0.35599999999999998,"KG","NIE"]
["VZ942","Gamma Mediabox, Patchpanel Lexcom and2*SC Duplex Connector",144,"HAG",1,"szt.",1,3250616669420,"EC000436","-",0.23,0.35499999999999998,"KG","NIE"]
["WDI070","KNX easy Panel dotykowy 7\", Android",5660,"KNX",1,"szt.",1,3250617032605,"EC000783","-",0.23,2.161,"KG","NIE"]
["WDI100","KNX easy Panel dotykowy 10\", Android",7000,"KNX",1,"szt.",1,3250617032612,"EC000783","-",0.23,2.702,"KG","NIE"]
["WDI101","KNX easy Panel dotykowy 10\", Windows",15952,"KNX",1,"szt.",1,3250617032629,"EC000783","-",0.23,3.4060000000000001,"KG","NIE"]
["WDI161","Panel dotykowy 16\", Windows",18010,"KNX",1,"szt.",1,3250617032636,"EC000783","-",0.23,5.8109999999999999,"KG","NIE"]
["WDW070","KNX easy Puszka p/t do paneli 7\", montaż na ścianie",360,"KNX",1,"szt.",1,3250617032643,"EC001583","-",0.23,0.56699999999999995,"KG","NIE"]
["WDW071","Puszka p/t do paneli 7\", mont w ścianie",813,"KNX",1,"szt.",1,3250617032650,"EC001583","-",0.23,874,"G","NIE"]
["WDW100","KNX easy Puszka p/t do paneli 10\", montaż na ścianie",442,"KNX",1,"szt.",1,3250617032667,"EC001583","-",0.23,1.0589999999999999,"KG","NIE"]
["WDW101","Puszka p/t do paneli 10\", m. w ścianie",1008,"KNX",1,"szt.",1,3250617032674,"EC001583","-",0.23,1.73,"KG","NIE"]
["WDW160","KNX easy Puszka p/t do paneli 16\", montaż na ścianie",535,"KNX",1,"szt.",1,3250617032681,"EC001583","-",0.23,1.7110000000000001,"KG","NIE"]
["WDW161","Puszka p/t do paneli 16\", m. w ścianie",1224,"KNX",1,"szt.",1,3250617032698,"EC001583","-",0.23,2.7229999999999999,"KG","NIE"]
["WE155","systo Przyłącze kablowe, biały",22.5,"HAG",1,"szt.",10,3250617101554,"EC000125","27.33.13.0",0.23,45.8,"G","NIE"]
["WK696","systo Łapki rozporowe krótkie",3.9,"HAG",1,"szt.",50,3250617066969,"EC002554","27.33.13.0",0.23,5,"G","NIE"]
["WK697","systo Łapki rozporowe długie",7.6,"HAG",1,"szt.",50,3250617066976,"EC002554","27.33.13.0",0.23,9.5,"G","NIE"]
["WL0010","lumina 2 Łącznik 1-biegunowy, biały",7.2,"LUM",1,"szt.",12,8694407000156,"EC001590","27.33.11.0",0.23,6.9000000000000006E-2,"KG","TAK"]
["WL0011","lumina 2 Łącznik 1-biegunowy, kremowy",7.2,"LUM",1,"szt.",12,8694407000163,"EC001590","27.33.11.0",0.23,6.9000000000000006E-2,"KG","NIE"]
["WL0020","lumina 2 Łącznik uniwersalny/schodowy, biały",7.8,"LUM",1,"szt.",12,8694407000170,"EC001590","27.33.11.0",0.23,7.0000000000000007E-2,"KG","TAK"]
["WL0021","lumina 2 Łącznik uniwersalny/schodowy, kremowy",7.8,"LUM",1,"szt.",12,8694407000187,"EC001590","27.33.11.0",0.23,6.9000000000000006E-2,"KG","NIE"]
["WL0030","lumina 2 Łącznik krzyżowy, biały",10.5,"LUM",1,"szt.",12,8694407000194,"EC001590","27.33.11.0",0.23,7.1999999999999995E-2,"KG","TAK"]
["WL0031","lumina 2 Łącznik krzyżowy, kremowy",10.5,"LUM",1,"szt.",12,8694407000200,"EC001590","27.33.11.0",0.23,7.1999999999999995E-2,"KG","NIE"]
["WL0040","lumina 2 Łącznik seryjny/świecznikowy, biały",8.3000000000000007,"LUM",1,"szt.",12,8694407000217,"EC001590","27.33.11.0",0.23,7.0999999999999994E-2,"KG","TAK"]
["WL0041","lumina 2 Łącznik seryjny/świecznikowy, kremowy",8.3000000000000007,"LUM",1,"szt.",12,8694407000224,"EC001590","27.33.11.0",0.23,7.0999999999999994E-2,"KG","NIE"]
["WL0050","lumina 2 Łącznik schodowy podwójny, biały",17.7,"LUM",1,"szt.",12,8694407000231,"EC001590","27.33.11.0",0.23,8.5000000000000006E-2,"KG","NIE"]
["WL0051","lumina 2 Łącznik schodowy podwójny, kremowy",17.7,"LUM",1,"szt.",12,8694407000248,"EC001590","27.33.11.0",0.23,8.5000000000000006E-2,"KG","NIE"]
["WL0060","lumina 2 Łącznik 2-biegunowy, biały",15.1,"LUM",1,"szt.",12,8694407000255,"EC001590","27.33.11.0",0.23,7.0999999999999994E-2,"KG","NIE"]
["WL0061","lumina 2 Łącznik 2-biegunowy, kremowy",15.1,"LUM",1,"szt.",12,8694407000262,"EC001590","27.33.11.0",0.23,7.0999999999999994E-2,"KG","NIE"]
["WL0070","lumina 2 Łącznik 3-klawiszowy, 3-biegunowy, biały",26.7,"LUM",1,"szt.",12,8694407000279,"EC001590","27.33.11.0",0.23,7.9000000000000001E-2,"KG","NIE"]
["WL0071","lumina 2 Łącznik 3-klawiszowy, 3-biegunowy, kremowy",26.7,"LUM",1,"szt.",12,8694407000286,"EC001590","27.33.11.0",0.23,7.8E-2,"KG","NIE"]
["WL0110","lumina 2 Łącznik zwierny 1-biegunowy, biały",8.1999999999999993,"LUM",1,"szt.",12,8694407000293,"EC001590","27.33.11.0",0.23,6.9000000000000006E-2,"KG","TAK"]
["WL0111","lumina 2 Łącznik zwierny 1-biegunowy, kremowy",8.1999999999999993,"LUM",1,"szt.",12,8694407000309,"EC001590","27.33.11.0",0.23,7.0000000000000007E-2,"KG","NIE"]
["WL0210","lumina 2 Łącznik kontrolny 1-biegunowy, biały",16.100000000000001,"LUM",1,"szt.",12,8694407000316,"EC001590","27.33.11.0",0.23,7.0000000000000007E-2,"KG","NIE"]
["WL0211","lumina 2 Łącznik kontrolny 1-biegunowy, kremowy",16.100000000000001,"LUM",1,"szt.",12,8694407000323,"EC001590","27.33.11.0",0.23,7.1999999999999995E-2,"KG","NIE"]
["WL0220","lumina 2 Łącznik kontrolny uniwersalny/schodowy, biały",15.9,"LUM",1,"szt.",12,8694407000330,"EC001590","27.33.11.0",0.23,7.1999999999999995E-2,"KG","NIE"]
["WL0221","lumina 2 Łącznik kontrolny uniwersalny/schodowy, kremowy",15.9,"LUM",1,"szt.",12,8694407000347,"EC001590","27.33.11.0",0.23,7.1999999999999995E-2,"KG","NIE"]
["WL0240","lumina 2 Łącznik kontrolny seryjny/świecznikowy, biały",16.600000000000001,"LUM",1,"szt.",12,8694407000354,"EC001590","27.33.11.0",0.23,7.2999999999999995E-2,"KG","NIE"]
["WL0241","lumina 2 Łącznik kontrolny seryjny/świecznikowy, kremowy",16.600000000000001,"LUM",1,"szt.",12,8694407000361,"EC001590","27.33.11.0",0.23,7.3999999999999996E-2,"KG","NIE"]
["WL0310","lumina 2 Łącznik żaluzjowy bistabilny, biały",23.2,"LUM",1,"szt.",12,8694407000378,"EC001590","27.33.11.0",0.23,7.1999999999999995E-2,"KG","NIE"]
["WL0311","lumina 2 Łącznik żaluzjowy bistabilny, kremowy",23.2,"LUM",1,"szt.",12,8694407000385,"EC001590","27.33.11.0",0.23,7.1999999999999995E-2,"KG","NIE"]
["WL0320","lumina 2 Łącznik żaluzjowy monostabilny (zwierny), biały",27.7,"LUM",1,"szt.",12,8694407000392,"EC001590","27.33.11.0",0.23,7.1999999999999995E-2,"KG","NIE"]
["WL0321","lumina 2 Łącznik żaluzjowy monostabilny (zwierny), kremowy",27.7,"LUM",1,"szt.",12,8694407000408,"EC001590","27.33.11.0",0.23,7.1999999999999995E-2,"KG","NIE"]
["WL0410","lumina 2 Łącznik zwierny z podświetleniem, biały",24.5,"LUM",1,"szt.",12,8694407000903,"EC001590","27.33.11.0",0.23,7.0999999999999994E-2,"KG","NIE"]
["WL0411","lumina 2 Łącznik zwierny z podświetleniem, kremowy",24.5,"LUM",1,"szt.",12,8694407000910,"EC001590","27.33.11.0",0.23,7.0999999999999994E-2,"KG","NIE"]
["WL0510","lumina 2 Łącznik na kartę hotelową, biały",49.9,"LUM",1,"szt.",12,8694407001504,"-","-",0.23,"-","-","NIE"]
["WL0511","lumina 2 Łącznik na kartę hotelową, kremowy",49.9,"LUM",1,"szt.",12,8694407001511,"-","-",0.23,"-","-","NIE"]
["WL1010","lumina 2 Gniazdo wtyczkowe bez uziemienia, 16A/250VAC, biały",5.9,"LUM",1,"szt.",12,8694407000453,"EC000125","27.33.13.0",0.23,6.3E-2,"KG","NIE"]
["WL1011","lumina 2 Gniazdo wtyczkowe bez uziemienia, 16A/250VAC, kremowy",5.9,"LUM",1,"szt.",12,8694407000460,"EC000125","27.33.13.0",0.23,6.4000000000000001E-2,"KG","NIE"]
["WL1020","lumina 2 Gniazdo wtyczkowe z uziemieniem, 16A/250VAC, biały",7.3,"LUM",1,"szt.",12,8694407000477,"EC000125","27.33.13.0",0.23,7.2999999999999995E-2,"KG","TAK"]
["WL1021","lumina 2 Gniazdo wtyczkowe z uziemieniem, 16A/250VAC, kremowy",7.3,"LUM",1,"szt.",12,8694407000484,"EC000125","27.33.13.0",0.23,7.2999999999999995E-2,"KG","NIE"]
["WL1029","lumina 2 Gniazdo wtyczkowe z uziemieniem, 16A/230V, nadruk DATA, czerwone",10.7,"LUM",1,"szt.",12,8694407001221,"EC000125","-",0.23,7.3999999999999996E-2,"KG","TAK"]
["WL1040","lumina 2 Gniazdo wtyczkowe z uziemieniem, przesłony styków, 16 A/250 VAC, biały",8.6999999999999993,"LUM",1,"szt.",12,8694407000491,"EC000125","27.33.13.0",0.23,7.5999999999999998E-2,"KG","TAK"]
["WL1041","lumina 2 Gniazdo wtyczkowe z uziemieniem, przesłony styków 16 A/250 VAC, kremowy",8.6999999999999993,"LUM",1,"szt.",12,8694407000507,"EC000125","27.33.13.0",0.23,7.5999999999999998E-2,"KG","NIE"]
["WL1050","lumina 2 Gniazdo SCHUKO, biały",7.9,"LUM",1,"szt.",12,8694407000989,"EC000125","-",0.23,"-","-","TAK"]
["WL1051","lumina 2 Gniazdo SCHUKO, kremowy",7.9,"LUM",1,"szt.",12,8694407000996,"EC000125","-",0.23,"-","-","TAK"]
["WL1060","lumina 2 Gniazdo SCHUKO z przesłoną styków, biały",9.6,"LUM",1,"szt.",12,8694407001009,"EC000125","-",0.23,6.3E-2,"KG","TAK"]
["WL1061","lumina 2 Gniazdo SCHUKO z przesłoną styków, kremowy",9.6,"LUM",1,"szt.",12,8694407001016,"EC000125","-",0.23,6.3E-2,"KG","TAK"]
["WL1120","lumina 2 Gniazdo wtyczkowe z uziemieniem i pokrywą, 16 A/250 VAC, biały",12.1,"LUM",1,"szt.",12,8694407000514,"EC000125","27.33.13.0",0.23,8.3000000000000004E-2,"KG","TAK"]
["WL1121","lumina 2 Gniazdo wtyczkowe z uziemieniem i pokrywą, 16 A/250 VAC, kremowy",12.1,"LUM",1,"szt.",12,8694407000521,"EC000125","27.33.13.0",0.23,8.3000000000000004E-2,"KG","NIE"]
["WL1150","lumina 2 Gniazdo SCHUKO z pokrywą, biały",13.2,"LUM",1,"szt.",12,8694407001023,"EC000125","-",0.23,8.1000000000000003E-2,"KG","NIE"]
["WL1151","lumina 2 Gniazdo SCHUKO z pokrywą, kremowy",13.2,"LUM",1,"szt.",12,8694407001030,"EC000125","-",0.23,"-","-","TAK"]
["WL1160","lumina 2 Gniazdo SCHUKO, z pokrywą i przesłoną styków, biały",15.7,"LUM",1,"szt.",12,8694407001047,"EC000125","-",0.23,8.2000000000000003E-2,"KG","TAK"]
["WL1161","lumina 2 Gniazdo SCHUKO, z pokrywą i przesłoną styków, kremowy",15.7,"LUM",1,"szt.",12,8694407001054,"EC000125","-",0.23,8.2000000000000003E-2,"KG","TAK"]
["WL1220","lumina 2 Gniazdo wtyczkowe z uziemieniem podwójne kompletne, 16A/250VAC, biały",10.8,"LUM",1,"szt.",12,8694407000538,"EC000125","27.33.13.0",0.23,0.10100000000000001,"KG","TAK"]
["WL1221","lumina 2 Gniazdo wtyczkowe z uziemieniem podwójne kompletne, 16A/250VAC, kremowy",10.8,"LUM",1,"szt.",12,8694407000545,"EC000125","27.33.13.0",0.23,0.10100000000000001,"KG","NIE"]
["WL1320","lumina 2 Gniazdo wtyczkowe z uziemieniem podwójne, 16A/250VAC, biały",9.9,"LUM",1,"szt.",12,8694407000552,"EC000125","27.33.13.0",0.23,8.5999999999999993E-2,"KG","TAK"]
["WL1321","lumina 2 Gniazdo wtyczkowe z uziemieniem podwójne, 16A/250VAC, kremowy",9.9,"LUM",1,"szt.",12,8694407000569,"EC000125","27.33.13.0",0.23,8.5999999999999993E-2,"KG","NIE"]
["WL2010","lumina 2 Gniazdo telefoniczne pojedyncze RJ11, biały",15.3,"LUM",1,"szt.",12,8694407000576,"EC001264","27.33.13.0",0.23,0.06,"KG","NIE"]
["WL2011","lumina 2 Gniazdo telefoniczne pojedyncze RJ11, kremowy",15.3,"LUM",1,"szt.",12,8694407000583,"EC001264","27.33.13.0",0.23,0.06,"KG","NIE"]
["WL2020","lumina 2 Gniazdo telefoniczne podwójne RJ11, biały",30.7,"LUM",1,"szt.",12,8694407000590,"EC001264","27.33.13.0",0.23,6.5000000000000002E-2,"KG","NIE"]
["WL2021","lumina 2 Gniazdo telefoniczne podwójne RJ11, kremowy",30.7,"LUM",1,"szt.",12,8694407000606,"EC001264","27.33.13.0",0.23,6.6000000000000003E-2,"KG","NIE"]
["WL2110","lumina 2 Gniazdo komputerowe pojedyncze RJ45 kat.5e UTP, biały",25.7,"LUM",1,"szt.",12,8694407000637,"EC001264","27.33.13.0",0.23,6.5000000000000002E-2,"KG","TAK"]
["WL2111","lumina 2 Gniazdo komputerowe pojedyncze RJ45 kat.5e UTP, kremowy",25.7,"LUM",1,"szt.",12,8694407000644,"EC001264","27.33.13.0",0.23,6.6000000000000003E-2,"KG","NIE"]
["WL2120","lumina 2 Gniazdo komputerowe podwójne RJ45 kat.5e UTP, biały",46,"LUM",1,"szt.",12,8694407000651,"EC001264","27.33.13.0",0.23,7.5999999999999998E-2,"KG","TAK"]
["WL2121","lumina 2 Gniazdo komputerowe podwójne RJ45 kat.5e UTP, kremowy",46,"LUM",1,"szt.",12,8694407000668,"EC001264","27.33.13.0",0.23,7.5999999999999998E-2,"KG","NIE"]
["WL2130","lumina 2 Gniazdo 1xRJ45 kat.5e FTP, biały",41.6,"LUM",1,"szt.",12,8694407001108,"EC001264","-",0.23,"-","-","TAK"]
["WL2131","lumina 2 Gniazdo 1xRJ45 kat.5e FTP, kremowy",41.6,"LUM",1,"szt.",12,8694407001115,"EC001264","-",0.23,"-","-","NIE"]
["WL2140","lumina 2 Gniazdo 2xRJ45 kat.5e FTP, biały",56.1,"LUM",1,"szt.",12,8694407001122,"EC001264","-",0.23,"-","-","TAK"]
["WL2141","lumina 2 Gniazdo 2xRJ45 kat.5e FTP, kremowy",56.1,"LUM",1,"szt.",12,8694407001139,"-","-",0.23,"-","-","NIE"]
["WL2150","lumina 2 Gniazdo 1xRJ45 kat.6 UTP, biały",41.6,"LUM",1,"szt.",12,8694407001146,"EC001264","-",0.23,6.5000000000000002E-2,"KG","TAK"]
["WL2151","lumina 2 Gniazdo 1xRJ45 kat.6 UTP, kremowy",41.6,"LUM",1,"szt.",12,8694407001153,"EC001264","-",0.23,6.5000000000000002E-2,"KG","TAK"]
["WL2160","lumina 2 Gniazdo 2xRJ45 kat.6 UTP, biały",62.4,"LUM",1,"szt.",12,8694407001160,"EC001264","-",0.23,6.5000000000000002E-2,"KG","TAK"]
["WL2161","lumina 2 Gniazdo 2xRJ45 kat.6 UTP, kremowy",62.4,"LUM",1,"szt.",12,8694407001177,"EC001264","-",0.23,6.5000000000000002E-2,"KG","TAK"]
["WL2170","lumina 2 Gniazdo 1xRJ45 kat.6 FTP, biały",47.9,"LUM",1,"szt.",12,8694407001184,"EC001264","-",0.23,6.5000000000000002E-2,"KG","TAK"]
["WL2171","lumina 2 Gniazdo 1xRJ45 kat.6 FTP, kremowy",47.9,"LUM",1,"szt.",12,8694407001191,"EC001264","-",0.23,6.5000000000000002E-2,"KG","NIE"]
["WL2180","lumina 2 Gniazdo 2xRJ45 kat.6 FTP, biały",78.099999999999994,"LUM",1,"szt.",12,8694407001207,"EC001264","-",0.23,6.5000000000000002E-2,"KG","TAK"]
["WL2181","lumina 2 Gniazdo 2xRJ45 kat.6 FTP, kremowy",78.099999999999994,"LUM",1,"szt.",12,8694407001214,"EC001264","-",0.23,6.5000000000000002E-2,"KG","TAK"]
["WL2210","lumina 2 Gniazdo RJ11/12 + RJ 45, biały",54.5,"LUM",1,"szt.",12,8694407000613,"EC001264","27.33.13.0",0.23,7.0000000000000007E-2,"KG","NIE"]
["WL2211","lumina 2 Gniazdo RJ11/12 + RJ 46, kremowy",54.5,"LUM",1,"szt.",12,8694407000620,"EC001264","27.33.13.0",0.23,7.0999999999999994E-2,"KG","NIE"]
["WL2320","lumina 2 Płytka podwójna Keystone Jack, biały",9,"LUM",1,"szt.",12,8694407000675,"EC001264","27.33.13.0",0.23,5.3999999999999999E-2,"KG","TAK"]
["WL2321","lumina 2 Płytka podwójna Keystone Jack, kremowy",9,"LUM",1,"szt.",12,8694407000682,"EC001264","27.33.13.0",0.23,5.5E-2,"KG","NIE"]
["WL2510","lumina 2 Zestaw montażowy do modułów 45 x 45 mm systo, biały",8.9,"LUM",1,"szt.",12,8694407001443,"-","-",0.23,2.9000000000000001E-2,"KG","TAK"]
["WL2511","lumina 2 Zestaw montażowy do modułów 45 x 45 mm systo, kremowy",8.9,"LUM",1,"szt.",12,8694407001450,"-","-",0.23,"-","-","NIE"]
["WL3010","lumina 2 Gniazdo RTV końcowe, biały",37.5,"LUM",1,"szt.",12,8694407000699,"EC000439","27.33.13.0",0.23,0.10199999999999999,"KG","TAK"]
["WL3011","lumina 2 Gniazdo RTV końcowe, kremowy",37.5,"LUM",1,"szt.",12,8694407000705,"EC000439","27.33.13.0",0.23,0.10100000000000001,"KG","NIE"]
["WL3020","lumina 2 Gniazdo RTV przelotowe, biały",39.299999999999997,"LUM",1,"szt.",12,8694407000712,"EC000439","27.33.13.0",0.23,0.10299999999999999,"KG","NIE"]
["WL3021","lumina 2 Gniazdo RTV przelotowe, kremowy",39.299999999999997,"LUM",1,"szt.",12,8694407000729,"EC000439","27.33.13.0",0.23,0.104,"KG","NIE"]
["WL3110","lumina 2 Gniazdo RTV-SAT końcowe, biały",47.6,"LUM",1,"szt.",12,8694407000736,"EC000439","27.33.13.0",0.23,0.11,"KG","TAK"]
["WL3111","lumina 2 Gniazdo RTV-SAT końcowe, kremowy",47.6,"LUM",1,"szt.",12,8694407000743,"EC000439","27.33.13.0",0.23,0.111,"KG","NIE"]
["WL3120","lumina 2 Gniazdo RTV-SAT przelotowe, biały",48.4,"LUM",1,"szt.",12,8694407000750,"EC000439","27.33.13.0",0.23,0.112,"KG","NIE"]
["WL3121","lumina 2 Gniazdo RTV-SAT przelotowe, kremowy",48.4,"LUM",1,"szt.",12,8694407000767,"EC000439","27.33.13.0",0.23,0.106,"KG","NIE"]
["WL3210","lumina 2 Gniazdo pojedyncze TV dla instalacji indywidualnych, biały",13.5,"LUM",1,"szt.",12,8694407001405,"-","-",0.23,"-","-","NIE"]
["WL3211","lumina 2 Gniazdo pojedyncze TV dla instalacji indywidualnych, kremowy",13.5,"LUM",1,"szt.",12,8694407001412,"-","-",0.23,"-","-","NIE"]
["WL3230","lumina 2 Gniazdo pojedyncze SAT dla instalacji indywidualnych, biały",19.5,"LUM",1,"szt.",12,8694407001429,"-","-",0.23,"-","-","NIE"]
["WL3231","lumina 2 Gniazdo pojedyncze SAT dla instalacji indywidualnych, kremowy",19.5,"LUM",1,"szt.",12,8694407001436,"-","-",0.23,"-","-","NIE"]
["WL3250","lumina 2 Złącze pojedyncze typu F, biały",17,"LUM",1,"szt.",12,8694407001542,"-","-",0.23,5.3999999999999999E-2,"KG","NIE"]
["WL3251","lumina 2 Złącze pojedyncze typu F, kremowy",17,"LUM",1,"szt.",12,8694407001559,"-","-",0.23,"-","-","NIE"]
["WL3260","lumina 2 Złącze podwójne typu F, biały",23.8,"LUM",1,"szt.",12,8694407001566,"-","-",0.23,"-","-","NIE"]
["WL3261","lumina 2 Złącze podwójne typu F, kremowy",23.8,"LUM",1,"szt.",12,8694407001573,"-","-",0.23,"-","-","NIE"]
["WL3310","lumina 2 Gniazdo głośnikowe, biały",18,"LUM",1,"szt.",12,8694407001306,"EC000018","-",0.23,6.0999999999999999E-2,"KG","TAK"]
["WL3311","lumina 2 Gniazdo głośnikowe, kremowy",18,"LUM",1,"szt.",12,8694407001313,"EC000018","-",0.23,6.2E-2,"KG","TAK"]
["WL4010","lumina 2 Ściemniacz obrotowy 60-600 W, biały",94.5,"LUM",1,"szt.",12,8694407000415,"EC000025","27.33.11.0",0.23,0.13400000000000001,"KG","NIE"]
["WL4011","lumina 2 Ściemniacz obrotowy 60-600 W, kremowy",94.5,"LUM",1,"szt.",12,8694407000422,"EC000025","27.33.11.0",0.23,0.13400000000000001,"KG","NIE"]
["WL5010","lumina 2 Ramka 1-krotna, biały",1.7,"LUM",1,"szt.",12,8694407000019,"EC000007","27.33.13.0",0.23,1.7000000000000001E-2,"KG","TAK"]
["WL5011","lumina 2 Ramka 1-krotna, kremowy",1.7,"LUM",1,"szt.",12,8694407000026,"EC000007","27.33.13.0",0.23,1.7000000000000001E-2,"KG","NIE"]
["WL5120","lumina 2 Ramka 2-krotna pionowa, biały",3.8,"LUM",1,"szt.",25,8694407000033,"EC000007","27.33.13.0",0.23,2.9000000000000001E-2,"KG","TAK"]
["WL5121","lumina 2 Ramka 2-krotna pionowa, kremowy",3.8,"LUM",1,"szt.",25,8694407000040,"EC000007","27.33.13.0",0.23,0.03,"KG","NIE"]
["WL5130","lumina 2 Ramka 3-krotna pionowa, biały",6.4,"LUM",1,"szt.",20,8694407000071,"EC000007","27.33.13.0",0.23,4.1000000000000002E-2,"KG","TAK"]
["WL5131","lumina 2 Ramka 3-krotna pionowa, kremowy",6.4,"LUM",1,"szt.",20,8694407000088,"EC000007","27.33.13.0",0.23,4.1000000000000002E-2,"KG","NIE"]
["WL5140","lumina 2 Ramka 4-krotna pionowa, biały",9.9,"LUM",1,"szt.",25,8694407000118,"EC000007","27.33.13.0",0.23,5.1999999999999998E-2,"KG","NIE"]
["WL5141","lumina 2 Ramka 4-krotna pionowa, kremowy",9.9,"LUM",1,"szt.",25,8694407000125,"EC000007","27.33.13.0",0.23,5.1999999999999998E-2,"KG","NIE"]
["WL5150","lumina 2 Ramka 5-krotna pionowa, biały",13.1,"LUM",1,"szt.",6,8694407001320,"EC000007","-",0.23,6.6000000000000003E-2,"KG","TAK"]
["WL5151","lumina 2 Ramka 5-krotna pionowa, kremowy",13.1,"LUM",1,"szt.",6,8694407001337,"EC000007","-",0.23,6.5000000000000002E-2,"KG","TAK"]
["WL5220","lumina 2 Ramka 2-krotna pozioma, biały",3.8,"LUM",1,"szt.",25,8694407000057,"EC000007","27.33.13.0",0.23,2.9000000000000001E-2,"KG","TAK"]
["WL5221","lumina 2 Ramka 2-krotna pozioma, kremowy",3.8,"LUM",1,"szt.",25,8694407000064,"EC000007","27.33.13.0",0.23,2.9000000000000001E-2,"KG","NIE"]
["WL5230","lumina 2 Ramka 3-krotna pozioma, biały",6.4,"LUM",1,"szt.",20,8694407000095,"EC000007","27.33.13.0",0.23,4.1000000000000002E-2,"KG","TAK"]
["WL5231","lumina 2 Ramka 3-krotna pozioma, kremowy",6.4,"LUM",1,"szt.",20,8694407000101,"EC000007","27.33.13.0",0.23,0.04,"KG","NIE"]
["WL5240","lumina 2 Ramka 4-krotna pozioma, biały",9.9,"LUM",1,"szt.",25,8694407000132,"EC000007","27.33.13.0",0.23,5.1999999999999998E-2,"KG","TAK"]
["WL5241","lumina 2 Ramka 4-krotna pozioma, kremowy",9.9,"LUM",1,"szt.",25,8694407000149,"EC000007","27.33.13.0",0.23,5.0999999999999997E-2,"KG","NIE"]
["WL5250","lumina 2 Ramka 5-krotna pozioma, biały",13.2,"LUM",1,"szt.",6,8694407001344,"-","-",0.23,6.6000000000000003E-2,"KG","TAK"]
["WL5251","lumina 2 Ramka 5-krotna pozioma, kremowy",13.2,"LUM",1,"szt.",6,8694407001351,"-","-",0.23,6.9000000000000006E-2,"KG","TAK"]
["WL5310","lumina 2 Pierścień adaptacyjny do płytek centralnych, biały",2.5,"LUM",1,"szt.",24,8694407001245,"-","-",0.23,1.0999999999999999E-2,"KG","TAK"]
["WL5311","lumina 2 Pierścień adaptacyjny do płytek centralnych, kremowy",2.5,"LUM",1,"szt.",24,8694407001252,"-","-",0.23,1.0999999999999999E-2,"KG","TAK"]
["WL5410","lumina 2 Adapter natynkowy moduł podstawowy, biały","Cena na zapytanie","LUM",1,"szt.",12,8694407001467,"-","-",0.23,"-","-","NIE"]
["WL5411","lumina 2 Adapter natynkowy moduł podstawowy, kremowy","Cena na zapytanie","LUM",1,"szt.",12,8694407001474,"-","-",0.23,"-","-","NIE"]
["WL5420","lumina 2 Adapter natynkowy moduł rozszerzający, biały","Cena na zapytanie","LUM",1,"szt.",12,8694407001481,"-","-",0.23,"-","-","NIE"]
["WL5421","lumina 2 Adapter natynkowy moduł rozszerzający, kremowy","Cena na zapytanie","LUM",1,"szt.",12,8694407001498,"-","-",0.23,"-","-","NIE"]
["WL6010","lumina 2 Klawisz z symbolem „Dzwonek”, biały",3.4,"LUM",1,"szt.",18,8694407000798,"EC000011","27.33.11.0",0.23,1.2E-2,"KG","TAK"]
["WL6011","lumina 2 Klawisz z symbolem „Dzwonek”, kremowy",3.4,"LUM",1,"szt.",18,8694407000804,"EC000011","27.33.11.0",0.23,1.0999999999999999E-2,"KG","NIE"]
["WL6020","lumina 2 Klawisz z symbolem „Światło”, biały",3.4,"LUM",1,"szt.",18,8694407000811,"EC000011","27.33.11.0",0.23,1.2E-2,"KG","NIE"]
["WL6021","lumina 2 Klawisz z symbolem „Światło”, kremowy",3.4,"LUM",1,"szt.",18,8694407000828,"EC000011","27.33.11.0",0.23,1.2E-2,"KG","NIE"]
["WL6030","lumina 2 Klawisz z symbolem „Schody”, biały",3.4,"LUM",1,"szt.",18,8694407000835,"EC000011","27.33.11.0",0.23,1.2E-2,"KG","NIE"]
["WL6031","lumina 2 Klawisz z symbolem „Schody”, kremowy",3.4,"LUM",1,"szt.",18,8694407000842,"EC000011","27.33.11.0",0.23,1.2E-2,"KG","NIE"]
["WL6110","lumina 2 Klawisz kontrolny z symbolem „Dzwonek”, biały",4.4000000000000004,"LUM",1,"szt.",18,8694407000927,"EC000011","27.33.11.0",0.23,1.2E-2,"KG","NIE"]
["WL6111","lumina 2 Klawisz kontrolny z symbolem „Dzwonek”, kremowy",4.4000000000000004,"LUM",1,"szt.",18,8694407000934,"EC000011","27.33.11.0",0.23,1.2E-2,"KG","NIE"]
["WL6120","lumina 2 Klawisz kontrolny z symbolem „Światło”, biały",4.4000000000000004,"LUM",1,"szt.",18,8694407000941,"EC000011","27.33.11.0",0.23,1.2E-2,"KG","NIE"]
["WL6121","lumina 2 Klawisz kontrolny z symbolem „Światło”, kremowy",4.4000000000000004,"LUM",1,"szt.",18,8694407000958,"EC000011","27.33.11.0",0.23,1.2E-2,"KG","NIE"]
["WL6130","lumina 2 Klawisz kontrolny z symbolem „Schody”, biały",4.4000000000000004,"LUM",1,"szt.",18,8694407000965,"EC000011","27.33.11.0",0.23,1.2E-2,"KG","NIE"]
["WL6131","lumina 2 Klawisz kontrolny z symbolem „Schody”, kremowy",4.4000000000000004,"LUM",1,"szt.",18,8694407000972,"EC000011","27.33.11.0",0.23,1.2E-2,"KG","NIE"]
["WL6310","lumina 2 Płytka czołowa RTV-SAT, biały",8.3000000000000007,"LUM",1,"szt.",18,8694407000880,"EC000439","27.33.13.0",0.23,0.01,"KG","TAK"]
["WL6311","lumina 2 Płytka czołowa RTV-SAT, kremowy",8.3000000000000007,"LUM",1,"szt.",18,8694407000897,"EC000439","27.33.13.0",0.23,1.0999999999999999E-2,"KG","NIE"]
["WL7010","lumina 2 Płytka zaślepiająca, biały",13.7,"LUM",1,"szt.",12,8694407000774,"EC002554","27.33.13.0",0.23,5.0999999999999997E-2,"KG","NIE"]
["WL7011","lumina 2 Płytka zaślepiająca, kremowy",13.7,"LUM",1,"szt.",12,8694407000781,"EC002554","27.33.13.0",0.23,5.1999999999999998E-2,"KG","NIE"]
["WL7023","lumina 2 Zestaw uszczelniający IP44",3.3,"LUM",1,"szt.",18,8694407000859,"EC002554","27.33.13.0",0.23,0.01,"KG","TAK"]
["WNC132","W.1 Gniazdo z uziemieniem 2-krotne z pokrywą IP55 biały",79,"BER",1,"szt.",5,3250617171328,"EC000125","-",0.23,259.8,"G","NIE"]
["WNC132B","W.1 Gniazdo z uziemieniem 2-krotne z pokrywą IP55 szary",79,"BER",1,"szt.",1,3250617171359,"EC000125","-",0.23,272,"G","NIE"]
["WS001","systo Łącznik klawiszowy uniwersalny (schodowy), 2 moduły, biały, 10A/250V",39.5,"HAG",1,"szt.",10,3250617080019,"EC001590","27.33.11.0",0.23,3.3000000000000002E-2,"KG","TAK"]
["WS001N","systo Łącznik klawiszowy uniwersalny (schodowy), 2 moduły, czarny, 10A/250V",45.4,"HAG",1,"szt.",10,3250617110716,"EC001590","27.33.11.0",0.23,29,"G","NIE"]
["WS001T","systo Łącznik klawiszowy uniwersalny (schodowy), 2 moduły, alu, 10A/250V",45.4,"HAG",1,"szt.",10,3250617140010,"EC001590","27.33.11.0",0.23,33,"G","NIE"]
["WS002","systo Łącznik klawiszowy schodowy z opcją podświetlenia, 2 moduły, biały, 10A/250V",39.5,"HAG",1,"szt.",10,3250617080026,"EC001590","27.33.11.0",0.23,0.03,"KG","NIE"]
["WS002T","systo Łącznik klawiszowy schodowy z opcją podświetlenia, 2 moduły, alu, 10A/250V",46.7,"HAG",1,"szt.",10,3250617140027,"EC001590","27.33.11.0",0.23,0.03,"KG","NIE"]
["WS005","systo Łącznik cięgłowy, 2 moduły, biały, 10A/250V",46.7,"HAG",1,"szt.",1,3250617080057,"EC001590","27.33.11.0",0.23,64,"G","NIE"]
["WS006","systo Łącznik klawiszowy schodowy z polem opisowym i opcją podświetlenia, 2 moduły, biały, 10A/250V",50.5,"HAG",1,"szt.",1,3250617080064,"EC001590","27.33.11.0",0.23,52,"G","NIE"]
["WS008","systo Łącznik klawiszowy 2-biegunowy, 2 moduły, biały, 10A/250V",49,"HAG",1,"szt.",1,3250617080088,"EC001590","27.33.11.0",0.23,66,"G","NIE"]
["WS009","systo Łącznik klawiszowy 2-biegunowy z podświetleniem, 2 moduły, biały, 10A/250V",57.5,"HAG",1,"szt.",1,3250617080095,"EC001590","27.33.11.0",0.23,5.8999999999999997E-2,"KG","NIE"]
["WS010","systo Łącznik klawiszowy krzyżowy, 2 moduły, biały, 10A/250V",59,"HAG",1,"szt.",1,3250617080101,"EC001590","27.33.11.0",0.23,0.06,"KG","NIE"]
["WS011","systo Łącznik klawiszowy krzyżowy z podświetleniem, 2 moduły, biały, 10A/250V",63,"HAG",1,"szt.",1,3250617080118,"EC001590","27.33.11.0",0.23,64,"G","NIE"]
["WS012","systo Łącznik klawiszowy uniwersalny (schodowy), 1 moduł, biały, 10A/250V",23.2,"HAG",1,"szt.",10,3250617080125,"EC001590","27.33.11.0",0.23,36,"G","TAK"]
["WS012T","systo Łącznik klawiszowy uniwersalny (schodowy), 1 moduł, alu, 10A/250V",27.6,"HAG",1,"szt.",10,3250617140126,"EC001590","27.33.11.0",0.23,2.5000000000000001E-2,"KG","TAK"]
["WS013","systo Łącznik klawiszowy schodowy z opcją podświetlenia, 1 moduł, biały, 10A/250V",30,"HAG",1,"szt.",10,3250617080132,"EC001590","27.33.11.0",0.23,0.03,"KG","NIE"]
["WS013T","systo Łącznik klawiszowy schodowy z opcją podświetlenia, 1 moduł, alu, 10A/250V",40.700000000000003,"HAG",1,"szt.",10,3250617140133,"EC001590","27.33.11.0",0.23,2.5999999999999999E-2,"KG","NIE"]
["WS014","systo Łącznik klawiszowy schodowy z polem opisowym i opcją podświetlenia, 1 moduł, biały, 10A/250V",38.299999999999997,"HAG",1,"szt.",10,3250617080149,"EC001590","27.33.11.0",0.23,25.2,"G","NIE"]
["WS020","systo Łącznik klawiszowy przyciskowy zwierny, 2 moduły, biały, 10A/250V",41.8,"HAG",1,"szt.",10,3250617080200,"EC000029","27.33.11.0",0.23,30.5,"G","TAK"]
["WS020T","systo Łącznik klawiszowy przyciskowy zwierny, 2 moduły, alu, 10A/250V",46.7,"HAG",1,"szt.",10,3250617140201,"EC000029","27.33.11.0",0.23,27.5,"G","NIE"]
["WS022","systo Łącznik klawiszowy przyciskowy zwierno/rozwierny, 2 moduły, biały, 10A/250V",49,"HAG",1,"szt.",1,3250617080224,"EC000029","27.33.11.0",0.23,52,"G","NIE"]
["WS022N","systo Łącznik klawiszowy przyciskowy zwierno/rozwierny, 2 moduły, czarny, 10A/250V",51.5,"HAG",1,"szt.",10,3250617110723,"EC000029","27.33.11.0",0.23,20,"G","NIE"]
["WS023","systo Łącznik klawiszowy przyciskowy zwierno/rozwierny z opcją podświetlenia, 2 moduły, biały, 10A/250V",56.5,"HAG",1,"szt.",10,3250617080231,"EC000029","27.33.11.0",0.23,3.4000000000000002E-2,"KG","NIE"]
["WS023T","systo Łącznik klawiszowy przyciskowy zwierno/rozwierny z opcją podświetlenia, 2 moduły, alu, 10A/250V",51.5,"HAG",1,"szt.",10,3250617140232,"EC000029","27.33.11.0",0.23,3.2000000000000001E-2,"KG","NIE"]
["WS024","systo Łącznik cięgłowy zwierno /rozwierny, 2 moduły, biały, 10A/250V",92,"HAG",1,"szt.",1,3250617080248,"EC000029","27.33.11.0",0.23,7.4999999999999997E-2,"KG","NIE"]
["WS025","systo Łącznik klawiszowy przyciskowy zwierno/rozwierny z polem opisowym i opcją podświetlenia, 2 moduły, biały, 10A/250V",59,"HAG",1,"szt.",10,3250617080255,"EC000029","27.33.11.0",0.23,34.799999999999997,"G","NIE"]
["WS027","systo Łącznik klawiszowy przyciskowy zwierno/rozwierny, 1 moduł, biały, 10A/250V",37.1,"HAG",1,"szt.",10,3250617080279,"EC000029","27.33.11.0",0.23,2.3E-2,"KG","NIE"]
["WS027T","systo Łącznik klawiszowy przyciskowy zwierno/rozwierny, 1 moduł, alu, 10A/250V",41.8,"HAG",1,"szt.",10,3250617140270,"EC000029","27.33.11.0",0.23,23,"G","NIE"]
["WS029","systo Łącznik klawiszowy przyciskowy zwierno/rozwierny, 1 moduł, biały, 10A/250V",46.7,"HAG",1,"szt.",10,3250617080293,"EC000029","27.33.11.0",0.23,25.1,"G","NIE"]
["WS030","systo Łącznik klawiszowy przyciskowy zwierno/rozwierny z opcją podświetlenia, 1 moduł, biały, 10A/250V",56.5,"HAG",1,"szt.",10,3250617080309,"EC000029","27.33.11.0",0.23,0.03,"KG","NIE"]
["WS030T","systo Łącznik klawiszowy przyciskowy zwierno/rozwierny z opcją podświetlenia, 1 moduł, alu, 10A/250V",65.5,"HAG",1,"szt.",10,3250617140300,"EC000029","27.33.11.0",0.23,2.5999999999999999E-2,"KG","NIE"]
["WS031","systo Łącznik klawiszowy przyciskowy zwierno/rozwierny z polem opisowym i opcją podświetlenia, 1 moduł, biały, 10A/250V",59,"HAG",1,"szt.",10,3250617080316,"EC000029","27.33.11.0",0.23,25.6,"G","NIE"]
["WS032","systo Wyłącznik bezpieczeństwa z kluczem, 2 moduły, biały, 10A/250V",406,"HAG",1,"szt.",1,3250617080323,"EC001590","27.33.11.0",0.23,127,"G","NIE"]
["WS033","systo Wyłącznik bezpieczeństwa 1/4 obrotu, 2 moduły, biały, 10A/250V",351,"HAG",1,"szt.",1,3250617080330,"EC001590","27.33.11.0",0.23,115,"G","NIE"]
["WS035","systo Łącznik na klucz 2 pozycyjny, 2 moduły, biały, 10A/250V",462,"HAG",1,"szt.",1,3250617080354,"EC001590","27.33.11.0",0.23,98,"G","NIE"]
["WS036","systo Łącznik na klucz 3 pozycyjny, 2 moduły, biały, 10A/250V",479,"HAG",1,"szt.",1,3250617080361,"EC001590","27.33.11.0",0.23,97,"G","NIE"]
["WS048","systo Łącznik klawiszowy regulator obrotów, 2 moduły, biały, 10A/250V",45.4,"HAG",1,"szt.",1,3250617080484,"EC001590","27.33.11.0",0.23,41,"G","NIE"]
["WS050","systo Czujnik  ruchu do lamp żarowych, halogenowych, 320W, 2 moduły, biały, 230V",303,"HAG",1,"szt.",1,3250617080507,"EC000133","27.33.11.0",0.23,106,"G","NIE"]
["WS050T","systo Czujnik  ruchu do lamp żarowych, halogenowych, 320W, 2 moduły, alu, 230V",338,"HAG",1,"szt.",1,3250617140508,"EC000133","27.33.11.0",0.23,81,"G","NIE"]
["WS051","systo Czujnik  ruchu do lamp żarowych, halogenowych, 500-1000W, 2 moduły, biały, 230V",504,"HAG",1,"szt.",1,3250617080514,"EC000133","27.33.11.0",0.23,48,"G","TAK"]
["WS051T","systo Czujnik  ruchu do lamp żarowych, halogenowych, 500-1000W, 2 moduły, alu, 230V",559,"HAG",1,"szt.",1,3250617140515,"EC000133","27.33.11.0",0.23,84,"G","NIE"]
["WS055","systo Łącznik na kartę hotelową, 2 moduły, 1biały,10A/250V",486,"HAG",1,"szt.",1,3250617080552,"EC001590","27.33.11.0",0.23,0.10100000000000001,"KG","NIE"]
["WS060","systo Ściemniacz obrotowy, uniwersalny 275 W, 2M, 230V, biały",231,"HAG",1,"szt.",1,3250617080606,"EC000025","-",0.23,9.0999999999999998E-2,"KG","NIE"]
["WS060N","systo Ściemniacz obrotowy, uniwersalny 275 W, 2M, 230V, czarny",267,"HAG",1,"szt.",1,3250617111713,"EC000025","-",0.23,8.1000000000000003E-2,"KG","NIE"]
["WS060T","systo Ściemniacz obrotowy, uniwersalny 275 W, 2M, 230V, alu",267,"HAG",1,"szt.",1,3250617140607,"EC000025","-",0.23,85,"G","NIE"]
["WS061N","systo Ściemniacz przyciskowy, uniwersalny 275 W, 2M, 230V, czarny",267,"HAG",1,"szt.",1,3250617111706,"EC000025","-",0.23,74,"G","NIE"]
["WS061T","systo Ściemniacz przyciskowy, uniwersalny 275 W, 2M, 230V, alu",267,"HAG",1,"szt.",1,3250617140614,"EC000025","-",0.23,82,"G","NIE"]
["WS063","systo Ściemniacz obrotowy, trafo konwencjonalne, 400VA, 2 moduły biały, 230V",228,"HAG",1,"szt.",1,3250617080637,"EC000025","27.33.11.0",0.23,119,"G","NIE"]
["WS064","systo Ściemniacz obrotowy, trafo elektroniczne, 320W, 2 moduły biały, 230V",244,"HAG",1,"szt.",1,3250617080644,"EC000025","27.33.11.0",0.23,61,"G","NIE"]
["WS065","systo Ściemniacz obrotowy uniwersalny, 350W, 2 moduły biały, 230V",249,"HAG",1,"szt.",1,3250617080651,"EC000025","27.33.11.0",0.23,0.1,"KG","NIE"]
["WS065T","systo Ściemniacz obrotowy uniwersalny, 350W, 2 moduły alu, 230V",299,"HAG",1,"szt.",1,3250617140652,"EC000025","27.33.11.0",0.23,71,"G","NIE"]
["WS066","systo Ściemniacz przyciskowy, trafo konwencjonalne, 400VA, 2 moduły biały, 230V",228,"HAG",1,"szt.",1,3250617080668,"EC000025","27.33.11.0",0.23,110,"G","NIE"]
["WS067","systo Ściemniacz przyciskowy uniwersalny, 350W, 2 moduły biały, 230V",249,"HAG",1,"szt.",1,3250617080675,"EC000025","27.33.11.0",0.23,60,"G","NIE"]
["WS067T","systo Ściemniacz przyciskowy uniwersalny, 350W, 2 moduły alu, 230V",299,"HAG",1,"szt.",1,3250617140676,"EC000025","27.33.11.0",0.23,63,"G","NIE"]
["WS100","systo Gniazdo z uziemieniem, samozaciski, 2 moduły, biały, 16A/250V",18.7,"HAG",1,"szt.",10,3250617081009,"EC000125","27.33.13.0",0.23,4.8000000000000001E-2,"KG","TAK"]
["WS100N","systo Gniazdo z uziemieniem, samozaciski, 2 moduły, czarny, 16A/250V",46.7,"HAG",1,"szt.",10,3250617111003,"EC000125","27.33.13.0",0.23,42.6,"G","TAK"]
["WS100T","systo Gniazdo z uziemieniem, samozaciski, 2 moduły, alu, 16A/250V",46.7,"HAG",1,"szt.",10,3250617141000,"EC000125","27.33.13.0",0.23,4.2000000000000003E-2,"KG","TAK"]
["WS101","systo Gniazdo z uziemieniem, zaciski śrubowe, 2 moduły, biały, 16A/250V",25,"HAG",1,"szt.",10,3250617081016,"EC000125","27.33.13.0",0.23,4.9000000000000002E-2,"KG","TAK"]
["WS101N","systo Gniazdo z uziemieniem, zaciski śrubowe, 2 moduły, czarny, 16A/250V",64.5,"HAG",1,"szt.",10,3250617111010,"EC000125","27.33.13.0",0.23,4.8000000000000001E-2,"KG","NIE"]
["WS101T","systo Gniazdo z uziemieniem, zaciski śrubowe, 2 moduły, alu, 16A/250V",64.5,"HAG",1,"szt.",10,3250617141017,"EC000125","27.33.13.0",0.23,47,"G","TAK"]
["WS102","systo Gniazdo bez uziemienia, 2 moduły, biały, 16A/250V",22.5,"HAG",1,"szt.",10,3250617081023,"EC000125","27.33.13.0",0.23,40.9,"G","NIE"]
["WS103","systo Gniazdo z uziemieniem z lampką, samozaciski, 2 moduły, 1biały,16A/250V",60,"HAG",1,"szt.",10,3250617081030,"EC000125","27.33.13.0",0.23,43,"G","NIE"]
["WS105","systo Gniazdo z uziemieniem DATA, samozaciski, 2 moduły, czerwony, 16A/250V",26.3,"HAG",1,"szt.",10,3250617081054,"EC000125","27.33.13.0",0.23,4.4999999999999998E-2,"KG","TAK"]
["WS106","systo Gniazdo z uziemieniem DATA, zaciski śrubowe, 2 moduły, czerwony, 16A/250V",27.6,"HAG",1,"szt.",10,3250617081061,"EC000125","27.33.13.0",0.23,47.8,"G","TAK"]
["WS120","systo Łącznik do gniazd przelotowych, systo",15,"HAG",1,"szt.",10,3250617081207,"EC002461","27.33.13.0",0.23,8.1,"G","TAK"]
["WS121","systo Gniazdo przelotowe z uziemieniem, 2P+Z, samozaciski, 3 moduły, biały, 16A/250V",53,"HAG",1,"szt.",20,3250617081214,"EC000125","27.33.13.0",0.23,65.7,"G","TAK"]
["WS121E","systo Gniazdo przelotowe z uziemieniem, 2P+Z, samozaciski, 3 moduły, pomarańczowy, 16A/250V",64.5,"HAG",1,"szt.",20,3250617110938,"EC000125","-",0.23,65.55,"G","NIE"]
["WS121N","systo Gniazdo przelotowe z uziemieniem, 2P+Z, samozaciski, 3 moduły, czarny, 16A/250V",64.5,"HAG",1,"szt.",20,3250617111218,"EC000125","27.33.13.0",0.23,65.349999999999994,"G","NIE"]
["WS121R","systo Gniazdo przelotowe z uziemieniem, 2P+Z, samozaciski, 3 moduły, czerwony, 16A/250V",64.5,"HAG",1,"szt.",20,3250617110921,"EC000125","-",0.23,65.55,"G","NIE"]
["WS121T","systo Gniazdo przelotowe z uziemieniem, 2P+Z, samozaciski, 3 moduły, alu, 16A/250V",64.5,"HAG",1,"szt.",20,3250617141215,"EC000125","27.33.13.0",0.23,65.849999999999994,"G","TAK"]
["WS121V","systo Gniazdo przelotowe z uziemieniem, 2P+Z, samozaciski, 3 moduły, zielony, 16A/250V",64.5,"HAG",1,"szt.",20,3250617110945,"EC000125","-",0.23,65.3,"G","NIE"]
["WS122","systo Gniazdo przelotowe z uziemieniem, 2x(2P+Z), samozaciski, 4 moduły, biały, 16A/250V",73,"HAG",1,"szt.",10,3250617081221,"EC000125","27.33.13.0",0.23,92.8,"G","TAK"]
["WS122E","systo Gniazdo przelotowe z uziemieniem, 2x(2P+Z), samozaciski, 4 moduły, pomarańczowy, 16A/250V",89,"HAG",1,"szt.",10,3250617110969,"EC000125","-",0.23,94.6,"G","NIE"]
["WS122N","systo Gniazdo przelotowe z uziemieniem, 2x(2P+Z), samozaciski, 4 moduły, czarny, 16A/250V",89,"HAG",1,"szt.",10,3250617111225,"EC000125","27.33.13.0",0.23,93.9,"G","TAK"]
["WS122R","systo Gniazdo przelotowe z uziemieniem, 2x(2P+Z), samozaciski, 4 moduły, czerwony, 16A/250V",89,"HAG",1,"szt.",10,3250617110952,"EC000125","-",0.23,95.4,"G","NIE"]
["WS122T","systo Gniazdo przelotowe z uziemieniem, 2x(2P+Z), samozaciski, 4 moduły, alu, 16A/250V",89,"HAG",1,"szt.",10,3250617141222,"EC000125","27.33.13.0",0.23,94.4,"G","TAK"]
["WS122V","systo Gniazdo przelotowe z uziemieniem, 2x(2P+Z), samozaciski, 4 moduły, zielony, 16A/250V",89,"HAG",1,"szt.",10,3250617110976,"EC000125","-",0.23,94.7,"G","NIE"]
["WS123","systo Gniazdo przelotowe z uziemieniem, 3x(2P+Z), samozaciski, 6 modułów, biały, 16A/250V",90,"HAG",1,"szt.",10,3250617081238,"EC000125","27.33.13.0",0.23,132.4,"G","TAK"]
["WS123E","systo Gniazdo przelotowe z uziemieniem, 3x(2P+Z), samozaciski, 6 modułów, pomarańczowy, 16A/250V",108,"HAG",1,"szt.",10,3250617111034,"EC000125","-",0.23,133.30000000000001,"G","NIE"]
["WS123N","systo Gniazdo przelotowe z uziemieniem, 3x(2P+Z), samozaciski, 6 modułów, czarny, 16A/250V",108,"HAG",1,"szt.",10,3250617111232,"EC000125","27.33.13.0",0.23,132,"G","NIE"]
["WS123R","systo Gniazdo przelotowe z uziemieniem, 3x(2P+Z), samozaciski, 6 modułów, czerwony, 16A/250V",108,"HAG",1,"szt.",10,3250617111027,"EC000125","-",0.23,132.9,"G","NIE"]
["WS123T","systo Gniazdo przelotowe z uziemieniem, 3x(2P+Z), samozaciski, 6 modułów, alu, 16A/250V",108,"HAG",1,"szt.",10,3250617141239,"EC000125","27.33.13.0",0.23,131.80000000000001,"G","TAK"]
["WS123V","systo Gniazdo przelotowe z uziemieniem, 3x(2P+Z), samozaciski, 6 modułów, zielony, 16A/250V",108,"HAG",1,"szt.",10,3250617111041,"EC000125","-",0.23,133.80000000000001,"G","NIE"]
["WS130","systo Zacisk kablowy do kombinacji wielokrotnej",8.6999999999999993,"HAG",1,"szt.",10,3250617081306,"EC002461","27.33.13.0",0.23,25.2,"G","NIE"]
["WS131","systo Gniazdo przelotowe z uziemieniem DATA, 1x(2P+Z), samozaciski, 3 moduły, czerwone, 16A/250V",46.7,"HAG",1,"szt.",20,3250617081313,"EC000125","-",0.23,65.599999999999994,"G","TAK"]
["WS132","systo Gniazdo przelotowe z uziemieniem DATA, 2x(2P+Z), samozaciski, 4 moduły, czerwone, 16A/250V",82.5,"HAG",1,"szt.",10,3250617081320,"EC000125","27.33.13.0",0.23,94.8,"G","TAK"]
["WS133","systo Gniazdo przelotowe z uziemieniem DATA, 3x(2P+Z), samozaciski, 6 moduły, czerwone, 16A/250V",115,"HAG",1,"szt.",10,3250617081337,"EC000125","27.33.13.0",0.23,135.4,"G","TAK"]
["WS136","systo Wyłącznik do gniazd przelotowych, 2 moduły, 1biały,16AX/250V",63,"HAG",1,"szt.",10,3250617081368,"EC001590","27.33.13.0",0.23,58.7,"G","TAK"]
["WS136N","systo Wyłącznik do gniazd przelotowych, 2 moduły, 1czarny,16AX/250V",76,"HAG",1,"szt.",10,3250617111362,"EC001590","27.33.13.0",0.23,58.5,"G","NIE"]
["WS137","systo Moduł przeciwprzepięciowy do gniazd przelotowych,",249,"HAG",1,"szt.",1,3250617081375,"EC000942","27.33.13.0",0.23,79,"G","NIE"]
["WS138","systo Filtr napięcia do gniazd przelotowych,",413,"HAG",1,"szt.",1,3250617081382,"EC000942","27.33.13.0",0.23,85,"G","NIE"]
["WS155","systo Przyłącze kablowe, 2 moduły, biały",27.6,"HAG",1,"szt.",10,3250617081559,"EC000125","27.33.13.0",0.23,23.2,"G","TAK"]
["WS155N","systo Przyłącze kablowe, 2 moduły, czarny",34.700000000000003,"HAG",1,"szt.",10,3250617111553,"EC000125","27.33.13.0",0.23,24.2,"G","NIE"]
["WS155T","systo Przyłącze kablowe, 2 moduły, alu",34.700000000000003,"HAG",1,"szt.",10,3250617141550,"EC000125","27.33.13.0",0.23,24.5,"G","NIE"]
["WS160","systo Gniazdo SCHUKO z przesłonami styków, 2 moduły, biały, 16A/250V",43.2,"HAG",1,"szt.",10,3250617081603,"EC000125","27.33.13.0",0.23,4.3999999999999997E-2,"KG","TAK"]
["WS160T","systo Gniazdo SCHUKO z przesłonami styków, 2 moduły, alu, 16A/250V",51.5,"HAG",1,"szt.",10,3250617141604,"EC000125","27.33.13.0",0.23,4.3999999999999997E-2,"KG","NIE"]
["WS160V","systo Gniazdo SCHUKO z przesłonami styków, 2 moduły, zielony, 16A/250V",46.7,"HAG",1,"szt.",10,3250617110983,"EC000125","-",0.23,43.4,"G","NIE"]
["WS161","systo Gniazdo SCHUKO 16A zaciski śrubowe",28.7,"HAG",1,"szt.",10,3250617081610,"EC000125","27.33.13.0",0.23,4.7E-2,"KG","TAK"]
["WS162","systo Gniazdo czerwone SCHUKO 16A zaciski śrubowe",32.299999999999997,"HAG",1,"szt.",10,3250617081627,"EC000125","27.33.13.0",0.23,0.05,"KG","NIE"]
["WS163","systo Gniazdo SCHUKO 16A 250V bezśrubowe, z przysłonami styków",38.299999999999997,"HAG",1,"szt.",10,3250617081634,"EC000125","27.33.13.0",0.23,4.5999999999999999E-2,"KG","NIE"]
["WS164","systo Gniazdo SCHUKO 16A 250V bezśrubowe, z przysłonami styków",38.299999999999997,"HAG",1,"szt.",10,3250617081641,"EC000125","27.33.13.0",0.23,45.3,"G","NIE"]
["WS171","systo Gniazdo przelot. SCHUKO, 2P+Z, samozaciski, zab.dotyk. 2 moduły, biały, 16A/250V",60,"HAG",1,"szt.",20,3250617081719,"EC000125","27.33.13.0",0.23,7.0999999999999994E-2,"KG","NIE"]
["WS171E","systo Gniazdo przelot. SCHUKO, 2P+Z, samozaciski, zab.dotyk. 3 moduły, pomarańczowy, 16A/250V",64.5,"HAG",1,"szt.",20,3250617111096,"EC000125","-",0.23,7.0000000000000007E-2,"KG","NIE"]
["WS171N","systo Gniazdo przelot. SCHUKO, 2P+Z, samozaciski, zab.dotyk. 3 moduły, czarny, 16A/250V",64.5,"HAG",1,"szt.",20,3250617117210,"EC000125","-",0.23,69.95,"G","NIE"]
["WS171T","systo Gniazdo przelot. SCHUKO, 2P+Z, samozaciski, zab.dotyk. 3 moduły, alu, 16A/250V",64.5,"HAG",1,"szt.",20,3250617141710,"EC000125","-",0.23,71.7,"G","NIE"]
["WS171V","systo Gniazdo przelot. SCHUKO, 2P+Z, samozaciski, zab.dotyk. 3 moduły, zielony, 16A/250V",64.5,"HAG",1,"szt.",20,3250617111089,"EC000125","-",0.23,7.0000000000000007E-2,"KG","NIE"]
["WS172","systo Gniazdo przelot, SCHUKO 2x(2P+Z), samozaciski, zab.dotyk. 4 moduły, biały, 16A/250V",77,"HAG",1,"szt.",10,3250617081726,"EC000125","27.33.13.0",0.23,0.10199999999999999,"KG","NIE"]
["WS172E","systo Gniazdo przelot, SCHUKO 2x(2P+Z), samozaciski, zab.dotyk. 4 moduły, pomarańczowy, 16A/250V",89,"HAG",1,"szt.",10,3250617111058,"EC000125","-",0.23,0.1,"KG","NIE"]
["WS172N","systo Gniazdo przelot, SCHUKO 2x(2P+Z), samozaciski, zab.dotyk. 4 moduły, czarny, 16A/250V",89,"HAG",1,"szt.",10,3250617111720,"EC000125","-",0.23,0.10100000000000001,"KG","NIE"]
["WS172T","systo Gniazdo przelot, SCHUKO 2x(2P+Z), samozaciski, zab.dotyk. 4 moduły, alu, 16A/250V",89,"HAG",1,"szt.",10,3250617141727,"EC000125","-",0.23,0.10100000000000001,"KG","NIE"]
["WS172V","systo Gniazdo przelot, SCHUKO 2x(2P+Z), samozaciski, zab.dotyk. 4 moduły, zielony, 16A/250V",89,"HAG",1,"szt.",10,3250617111256,"EC000125","-",0.23,0.10199999999999999,"KG","NIE"]
["WS173","systo Gniazdo przelot. SCHUKO 3x(2P+Z), samozaciski, zab.dotyk. 6 modułów, biały, 16A/250V",106,"HAG",1,"szt.",10,3250617081733,"EC000125","27.33.13.0",0.23,0.14499999999999999,"KG","NIE"]
["WS173E","systo Gniazdo przelot. SCHUKO 3x(2P+Z), samozaciski, zab.dotyk. 6 modułów, pomarańczowy 16A/250V",108,"HAG",1,"szt.",10,3250617111072,"EC000125","-",0.23,143,"G","NIE"]
["WS173N","systo Gniazdo przelot. SCHUKO 3x(2P+Z), samozaciski, zab.dotyk. 6 modułów, czarny, 16A/250V",108,"HAG",1,"szt.",10,3250617111737,"EC000125","-",0.23,0.14399999999999999,"KG","NIE"]
["WS173T","systo Gniazdo przelot. SCHUKO 3x(2P+Z), samozaciski, zab.dotyk. 6 modułów, alu, 16A/250V",108,"HAG",1,"szt.",10,3250617141734,"EC000125","-",0.23,0.14299999999999999,"KG","NIE"]
["WS173V","systo Gniazdo przelot. SCHUKO 3x(2P+Z), samozaciski, zab.dotyk. 6 modułów, zielony, 16A/250V",108,"HAG",1,"szt.",10,3250617111065,"EC000125","-",0.23,143.30000000000001,"G","NIE"]
["WS201","systo Gniazdo RJ 11/RJ 12, 2 moduły, biały",60,"HAG",1,"szt.",10,3250617082013,"EC000018","27.33.13.0",0.23,0.03,"KG","TAK"]
["WS201T","systo Gniazdo RJ 11/RJ 12, 2 moduły, alu",74,"HAG",1,"szt.",10,3250617142014,"EC000018","27.33.13.0",0.23,2.8000000000000001E-2,"KG","NIE"]
["WS202","systo Płytka czołowa Keystone RJ45",13.5,"HAG",1,"szt.",10,3250617082020,"EC000018","27.33.13.0",0.23,1.0999999999999999E-2,"KG","TAK"]
["WS202N","systo Płytka czołowa Keystone 1M RJ45, czarny",17.5,"HAG",1,"szt.",10,3250617112024,"EC000018","27.33.13.0",0.23,1.0999999999999999E-2,"KG","NIE"]
["WS202T","systo Płytka czołowa Keystone 1M RJ45, srebrna",17.5,"HAG",1,"szt.",10,3250617142021,"EC000018","27.33.13.0",0.23,1.0999999999999999E-2,"KG","TAK"]
["WS203","systo Płytka czołowa Keystone 2M RJ45, biały",15,"HAG",1,"szt.",10,3250617082037,"EC000018","27.33.13.0",0.23,2.1000000000000001E-2,"KG","TAK"]
["WS210","systo Gniazdo informatyczne 22,5x45 Cat5E UTP",46.7,"HAG",1,"szt.",10,3250617082105,"EC000018","27.33.13.0",0.23,23,"G","TAK"]
["WS210N","systo Gniazdo informatyczne 22,5x45 Cat5E UTP, czarny",56.5,"HAG",1,"szt.",10,3250617112109,"EC000018","27.33.13.0",0.23,23.4,"G","NIE"]
["WS210T","systo Gniazdo informatyczne 22,5x45 Cat5E UTP, srebrne",56.5,"HAG",1,"szt.",10,3250617142106,"EC000018","27.33.13.0",0.23,0.02,"KG","TAK"]
["WS211","systo Gniazdo informatyczne RJ45 Cat.5e UTP, 2 moduły, biały",46.7,"HAG",1,"szt.",1,3250617082112,"EC000018","27.33.13.0",0.23,4.5999999999999999E-2,"KG","TAK"]
["WS211T","systo Gniazdo informatyczne RJ45 Cat.5e UTP, 2 moduły, alu",56.5,"HAG",1,"szt.",1,3250617142113,"EC000018","27.33.13.0",0.23,4.2999999999999997E-2,"KG","NIE"]
["WS213","systo Gniazdo informatyczne RJ45 Cat.5E FTP, 1 moduł, biały",56.5,"HAG",1,"szt.",10,3250617082136,"EC000018","27.33.13.0",0.23,23.5,"G","TAK"]
["WS213N","systo Gniazdo informatyczne RJ45 Cat.5E FTP, 1 moduł, czarny",65.5,"HAG",1,"szt.",10,3250617112130,"EC000018","27.33.13.0",0.23,24.1,"G","NIE"]
["WS213T","systo Gniazdo informatyczne RJ45 Cat.5E FTP, 1 moduł, alu",65.5,"HAG",1,"szt.",10,3250617142137,"EC000018","27.33.13.0",0.23,24.3,"G","NIE"]
["WS214","systo Gniazdo informatyczne RJ45 Cat.5e FTP, 2 moduły, biały",46.7,"HAG",1,"szt.",10,3250617082143,"EC000018","27.33.13.0",0.23,33,"G","NIE"]
["WS214N","systo Gniazdo informatyczne RJ45 Cat.5e FTP, 2 moduły, czarny",56.5,"HAG",1,"szt.",10,3250617112147,"EC000018","27.33.13.0",0.23,33.799999999999997,"G","NIE"]
["WS214T","systo Gniazdo informatyczne RJ45 Cat.5e FTP, 2 moduły, alu",56.5,"HAG",1,"szt.",10,3250617142144,"EC000018","27.33.13.0",0.23,33.700000000000003,"G","NIE"]
["WS216","systo Gniazdo informatyczne RJ45 Cat.5e STP, 1 moduł, biały",79.5,"HAG",1,"szt.",10,3250617082167,"EC000018","27.33.13.0",0.23,4.2999999999999997E-2,"KG","NIE"]
["WS216N","systo Gniazdo informatyczne RJ45 Cat.5e STP, 1 moduł, czarny",96.5,"HAG",1,"szt.",10,3250617112161,"EC000018","27.33.13.0",0.23,4.2999999999999997E-2,"KG","NIE"]
["WS216T","systo Gniazdo informatyczne RJ45 Cat.5e STP, 1 moduł, alu",96.5,"HAG",1,"szt.",10,3250617142168,"EC000018","27.33.13.0",0.23,43.5,"G","NIE"]
["WS217","systo Gniazdo informatyczne RJ45 Cat.5e STP, 2 moduły, biały",79.5,"HAG",1,"szt.",1,3250617082174,"EC000018","27.33.13.0",0.23,77,"G","NIE"]
["WS217T","systo Gniazdo informatyczne RJ45 Cat.5e STP, 2 moduły, alu",96.5,"HAG",1,"szt.",1,3250617142175,"EC000018","27.33.13.0",0.23,66,"G","NIE"]
["WS219","systo Gniazdo informatyczne RJ45 Cat.6 UTP, 1 moduł, biały",51.5,"HAG",1,"szt.",10,3250617082198,"EC000018","27.33.13.0",0.23,23.7,"G","TAK"]
["WS219N","systo Gniazdo informatyczne RJ45 Cat.6 UTP, 1 moduł, czarny",60,"HAG",1,"szt.",10,3250617112192,"EC000018","27.33.13.0",0.23,2.3E-2,"KG","NIE"]
["WS219T","systo Gniazdo informatyczne RJ45 Cat.6 UTP, 1 moduł, alu",60,"HAG",1,"szt.",10,3250617142199,"EC000018","27.33.13.0",0.23,2.1999999999999999E-2,"KG","NIE"]
["WS220","systo Gniazdo informatyczne RJ45 Cat.6 UTP, 2 moduły, biały",54,"HAG",1,"szt.",1,3250617082204,"EC000018","27.33.13.0",0.23,4.8000000000000001E-2,"KG","TAK"]
["WS220N","systo Gniazdo informatyczne RJ45 Cat.6 UTP, 2 moduły, czarny",66.5,"HAG",1,"szt.",10,3250617112208,"EC000018","27.33.13.0",0.23,35.200000000000003,"G","NIE"]
["WS220T","systo Gniazdo informatyczne RJ45 Cat.6 UTP, 2 moduły, alu",66.5,"HAG",1,"szt.",1,3250617142205,"EC000018","27.33.13.0",0.23,4.7E-2,"KG","NIE"]
["WS222","systo Gniazdo informatyczne RJ45 Cat.6 FTP, 1 moduł, biały",64.5,"HAG",1,"szt.",10,3250617082228,"EC000018","27.33.13.0",0.23,23.6,"G","TAK"]
["WS222N","systo Gniazdo informatyczne RJ45 Cat.6 FTP, 1 moduł, czarny",75,"HAG",1,"szt.",10,3250617112222,"EC000018","27.33.13.0",0.23,23.3,"G","NIE"]
["WS222T","systo Gniazdo informatyczne RJ45 Cat.6 FTP, 1 moduł, alu",75,"HAG",1,"szt.",10,3250617142229,"EC000018","27.33.13.0",0.23,24.2,"G","NIE"]
["WS223","systo Gniazdo informatyczne RJ45 Cat.6 FTP, 2 moduy, biały",68.5,"HAG",1,"szt.",10,3250617082235,"EC000018","27.33.13.0",0.23,32.4,"G","TAK"]
["WS223N","systo Gniazdo informatyczne RJ45 Cat.6 FTP, 2 moduy, czarny",78,"HAG",1,"szt.",10,3250617112239,"EC000018","27.33.13.0",0.23,32.700000000000003,"G","NIE"]
["WS223T","systo Gniazdo informatyczne RJ45 Cat.6 FTP, 2 moduy, alu",78,"HAG",1,"szt.",10,3250617142236,"EC000018","27.33.13.0",0.23,33.5,"G","NIE"]
["WS225","systo Gniazdo informatyczne RJ45 Cat.6 STP, 1 moduł, biały",84.5,"HAG",1,"szt.",10,3250617082259,"EC000018","27.33.13.0",0.23,42.9,"G","NIE"]
["WS225N","systo Gniazdo informatyczne RJ45 Cat.6 STP, 1 moduł, czarny",98.5,"HAG",1,"szt.",10,3250617112253,"EC000018","27.33.13.0",0.23,42.5,"G","NIE"]
["WS225T","systo Gniazdo informatyczne RJ45 Cat.6 STP, 1 moduł, alu",98.5,"HAG",1,"szt.",10,3250617142250,"EC000018","27.33.13.0",0.23,41.9,"G","NIE"]
["WS226","systo Gniazdo informatyczne RJ45 Cat.6 STP, 2 moduy, biały",90,"HAG",1,"szt.",1,3250617082266,"EC000018","27.33.13.0",0.23,62,"G","NIE"]
["WS226N","systo Gniazdo informatyczne RJ45 Cat.6 STP, 2 moduy, czarny",105,"HAG",1,"szt.",1,3250617112260,"EC000018","27.33.13.0",0.23,63,"G","NIE"]
["WS226T","systo Gniazdo informatyczne RJ45 Cat.6 STP, 2 moduy, alu",105,"HAG",1,"szt.",1,3250617142267,"EC000018","27.33.13.0",0.23,62,"G","NIE"]
["WS228","systo Gniazdo informatyczne RJ45 Cat.6a STP, 2 moduły, biały",108,"HAG",1,"szt.",1,3250617082280,"EC000018","27.33.13.0",0.23,0.06,"KG","NIE"]
["WS228N","systo Gniazdo informatyczne RJ45 Cat.6a STP, 2 moduły, czarny",108,"HAG",1,"szt.",10,3250617112284,"EC000018","27.33.13.0",0.23,0.06,"KG","NIE"]
["WS228T","systo Gniazdo informatyczne RJ45 Cat.6a STP, 2 moduły, alu",108,"HAG",1,"szt.",1,3250617142281,"EC000018","27.33.13.0",0.23,61,"G","NIE"]
["WS250","systo Gniazdo TV końcowe, 2 moduły, biały",40.700000000000003,"HAG",1,"szt.",10,3250617082501,"EC000439","27.33.13.0",0.23,0.1,"KG","NIE"]
["WS250T","systo Gniazdo TV końcowe, 2 moduły, alu",53,"HAG",1,"szt.",10,3250617142502,"EC000439","27.33.13.0",0.23,6.0999999999999999E-2,"KG","NIE"]
["WS251","systo Gniazdo TV przelotowe 10dB, 2 moduły,",40.700000000000003,"HAG",1,"szt.",1,3250617082518,"EC000439","27.33.13.0",0.23,75,"G","NIE"]
["WS252","systo Gniazdo TV przelotowe 15dB, 2 moduły, biały",40.700000000000003,"HAG",1,"szt.",1,3250617082525,"EC000439","27.33.13.0",0.23,78,"G","NIE"]
["WS253","systo Gniazdo R/TV końcowe, 2 moduły, biały",168,"HAG",1,"szt.",1,3250617082532,"EC000439","27.33.13.0",0.23,0.1,"KG","NIE"]
["WS253T","systo Gniazdo R/TV końcowe, 2 moduły, alu",191,"HAG",1,"szt.",1,3250617142533,"EC000439","27.33.13.0",0.23,0.1,"KG","NIE"]
["WS254","systo Gniazdo R/TV przelotowe 10dB, 2 moduły, biały",168,"HAG",1,"szt.",1,3250617082549,"EC000439","27.33.13.0",0.23,97,"G","NIE"]
["WS255","systo Gniazdo R/TV przelotowe 15dB, 2 moduły, biały",155,"HAG",1,"szt.",1,3250617082556,"EC000439","27.33.13.0",0.23,96,"G","NIE"]
["WS256","systo Gniazdo R/TV+SAT końcowe 1 przewód, 2 moduły, biały",180,"HAG",1,"szt.",1,3250617082563,"EC000439","27.33.13.0",0.23,0.1,"KG","NIE"]
["WS256T","systo Gniazdo R/TV+SAT końcowe 1 przewód, 2 moduły, alu",205,"HAG",1,"szt.",1,3250617142564,"EC000439","27.33.13.0",0.23,95,"G","NIE"]
["WS257","systo Gniazdo R/TV+SAT końcowe 2 przewody, 2 moduły, biały",182,"HAG",1,"szt.",1,3250617082570,"EC000439","27.33.13.0",0.23,0.105,"KG","NIE"]
["WS257T","systo Gniazdo R/TV+SAT końcowe 2 przewody, 2 moduły, alu",214,"HAG",1,"szt.",1,3250617142571,"EC000439","27.33.13.0",0.23,9.7000000000000003E-2,"KG","NIE"]
["WS259","systo Gniazdo SAT typ F, 2 moduły, biały",35.9,"HAG",1,"szt.",10,3250617082594,"EC000439","27.33.13.0",0.23,0.1,"KG","NIE"]
["WS260","systo Gniazdo audio RCA 2x Cinch, biały i czerwone systo, 2 moduły, biały",237,"HAG",1,"szt.",1,3250617082600,"EC000018","27.33.13.0",0.23,0.08,"KG","NIE"]
["WS261","systo Gniazdo audio-video RCA 3x Cinch biały, czerwone, żółte, 2 moduły, biały",278,"HAG",1,"szt.",1,3250617082617,"EC000018","27.33.13.0",0.23,7.4999999999999997E-2,"KG","NIE"]
["WS262","systo Gniazdo HD15 video RGB 2M, biały",189,"HAG",1,"szt.",1,3250617082624,"EC000018","27.33.13.0",0.23,52,"G","NIE"]
["WS263","systo Gniazdo HDMI połączenie przez wtyczkę, 2 moduły, biały",307,"HAG",1,"szt.",1,3250617082631,"EC000018","27.33.13.0",0.23,4.2999999999999997E-2,"KG","TAK"]
["WS264","systo Gniazdo HDMI zaciski śrubowe, 2 moduły, biały",318,"HAG",1,"szt.",1,3250617082648,"EC000018","27.33.13.0",0.23,64,"G","NIE"]
["WS265","systo Gniazdo USB, 2 moduły, biały",210,"HAG",1,"szt.",1,3250617082655,"EC000018","27.33.13.0",0.23,7.4999999999999997E-2,"KG","TAK"]
["WS266","systo Gniazdo audio XLR żeńskie zaciski śrubowe, 2 moduły, biały",210,"HAG",1,"szt.",1,3250617082662,"EC000018","27.33.13.0",0.23,61,"G","TAK"]
["WS267","systo Gniazdo audio XLR męskie zaciski śrubowe, 2 moduły, biały",276,"HAG",1,"szt.",1,3250617082679,"EC000018","27.33.13.0",0.23,69,"G","NIE"]
["WS270","systo Gniazdo optyczne SC, 2 moduły, biały",157,"HAG",1,"szt.",1,3250617082709,"EC000018","27.33.13.0",0.23,3.9E-2,"KG","NIE"]
["WS271","systo Gniazdo optyczne LC, 2 moduły, biały",157,"HAG",1,"szt.",1,3250617082716,"EC000018","27.33.13.0",0.23,3.4000000000000002E-2,"KG","NIE"]
["WS273","systo Gniazdo BNC, 2 moduły, biały",217,"HAG",1,"szt.",1,3250617082730,"EC000018","27.33.13.0",0.23,44,"G","NIE"]
["WS274","systo Gniazdo video DVI-D zaciski śrubowe, Śrubowe, 2 moduły, biały",393,"HAG",1,"szt.",1,3250617082747,"EC000018","27.33.13.0",0.23,7.2999999999999995E-2,"KG","NIE"]
["WS275","systo Gniazdo S-Video zaciski śrubowe, 2 moduły, biały",186,"HAG",1,"szt.",1,3250617082754,"EC000018","27.33.13.0",0.23,42,"G","NIE"]
["WS276","systo Gniazdo video SUB-D 15 VGA zaciski śrubowe, 2 moduły, biały",256,"HAG",1,"szt.",1,3250617082761,"EC000018","27.33.13.0",0.23,6.2E-2,"KG","TAK"]
["WS278","systo Gniazdo audio Jack 3,5 mm, 2 moduły, biały",152,"HAG",1,"szt.",1,3250617082785,"EC000018","27.33.13.0",0.23,4.3999999999999997E-2,"KG","NIE"]
["WS279","systo Gniazdo Audio 2xRCA + S-Video, 2 moduły, biały",186,"HAG",1,"szt.",1,3250617082792,"EC000018","27.33.13.0",0.23,48,"G","NIE"]
["WS290","systo Gniazdo głośnikowe, 1 moduł, biały",45.4,"HAG",1,"szt.",10,3250617082907,"EC000018","27.33.13.0",0.23,17.399999999999999,"G","TAK"]
["WS291","systo Gniazdo głośnikowe, 2 moduły, biały",45.4,"HAG",1,"szt.",10,3250617082914,"EC000018","27.33.13.0",0.23,27.5,"G","NIE"]
["WS300","systo Łącznik żaluzjowy, 2 moduły, biały",124,"HAG",1,"szt.",1,3250617083003,"EC000044","27.33.13.0",0.23,5.7000000000000002E-2,"KG","NIE"]
["WS300T","systo Łącznik żaluzjowy, 2 moduły, alu",142,"HAG",1,"szt.",1,3250617143004,"EC000044","27.33.13.0",0.23,50,"G","NIE"]
["WS301","systo Łącznik żaluzjowy przyciskowy, 2 moduły, biały",133,"HAG",1,"szt.",1,3250617083010,"EC000044","27.33.13.0",0.23,5.5E-2,"KG","NIE"]
["WS301T","systo Łącznik żaluzjowy przyciskowy, 2 moduły, alu",152,"HAG",1,"szt.",1,3250617143011,"EC000044","27.33.13.0",0.23,57,"G","NIE"]
["WS304","systo Łącznik żaluzjowy z pamięcią, 2 moduły, biały",474,"HAG",1,"szt.",1,3250617083041,"EC000044","27.33.13.0",0.23,78,"G","NIE"]
["WS305","systo Łącznik żaluzjowy czasowy z wyświetlaczem, 2 moduły, biały",622,"HAG",1,"szt.",1,3250617083058,"EC000044","27.33.13.0",0.23,87,"G","NIE"]
["WS310","systo Regulator temperatury pomieszczenia, 2 moduły, biały",607,"HAG",1,"szt.",1,3250617083102,"EC000194","27.33.13.0",0.23,79,"G","NIE"]
["WS311","systo Regulator temperatury pomieszczenia ze sterowaniem czasowym, 2 moduły, biały",1258,"HAG",1,"szt.",1,3250617083119,"EC000194","27.33.13.0",0.23,93,"G","NIE"]
["WS314","systo Regulator temperatury pomieszczenia z wejściem obniżenia temperatury, 2 moduły, biały",607,"HAG",1,"szt.",1,3250617083140,"EC000194","27.33.13.0",0.23,74,"G","NIE"]
["WS687","systo Zaślepka z wyjściem przewodu fi 8mm, 1 moduł, biały",28.7,"HAG",1,"szt.",10,3250617086875,"EC002554","27.33.13.0",0.23,0.01,"KG","NIE"]
["WS688","systo Zaślepka, 1 moduł, biały",7,"HAG",1,"szt.",10,3250617086882,"EC000011","27.33.13.0",0.23,13.2,"G","TAK"]
["WS688N","systo Zaślepka, 1 moduł, czarny",12.6,"HAG",1,"szt.",10,3250617116886,"EC000011","27.33.13.0",0.23,9.6,"G","TAK"]
["WS688T","systo Zaślepka, 1 moduł, alu",12.6,"HAG",1,"szt.",10,3250617146883,"EC000011","27.33.13.0",0.23,9.9,"G","NIE"]
["WS689","systo Zaślepka, 2 moduły, biały",9.5,"HAG",1,"szt.",10,3250617086899,"EC000011","27.33.13.0",0.23,22.5,"G","NIE"]
["WS689N","systo Zaślepka, 2 moduły, czarny",13.8,"HAG",1,"szt.",10,3250617116893,"EC000011","27.33.13.0",0.23,17.100000000000001,"G","NIE"]
["WS689T","systo Zaślepka, 2 moduły, alu",13.8,"HAG",1,"szt.",10,3250617146890,"EC000011","27.33.13.0",0.23,18.5,"G","NIE"]
["WS690","systo Lampka sygnalizacyjna niebieska 250V 1,5 mA",35.9,"HAG",1,"szt.",10,3250617086905,"EC000199","27.33.13.0",0.23,5.0000000000000001E-3,"KG","NIE"]
["WS691","systo Lampka sygnalizacyjna 250V 2 mA, czerwony",35.9,"HAG",1,"szt.",10,3250617086912,"EC000199","27.33.13.0",0.23,5.0000000000000001E-3,"KG","TAK"]
["WS692","systo Lampka sygnalizacyjna niebieska 12-24V 40mA",35.9,"HAG",1,"szt.",10,3250617086929,"EC000199","27.33.13.0",0.23,4.5,"G","NIE"]
["WS697","systo Klucz do gniazda z blokadą, czerwony",6.4,"HAG",1,"szt.",10,3250617086974,"EC002554","27.33.13.0",0.23,3.0000000000000001E-3,"KG","TAK"]
["WUZ671","Akcesoria osprzęt Głośnik sufitowy 140 mm 6W, biały",230,"BER",1,"szt.",2,3250617029827,"EC000652","-",0.23,812.5,"G","TAK"]
["WUZ672","Akcesoria osprzęt Głośnik sufitowy 80 mm 3W, biały",151,"BER",1,"szt.",1,3250617029834,"EC000652","-",0.23,153,"G","TAK"]
["Y102","universZ Kompletna wiązka przewodów dla 2 liczników",134,"UTS",1,"szt.",4,3250617851671,"-","-",0.23,1.65,"KG","NIE"]
["Y103","universZ Kompletna wiązka przewodów dla 3 liczników",259,"UTS",1,"szt.",3,3250617851688,"-","-",0.23,3.4,"KG","NIE"]
["Y87A","universZ Wiązka przewodów 10mm² 4-polowa licznik dół",21,"UTS",1,"szt.",50,4010330561511,"EC000273","-",0.23,0.16,"KG","NIE"]
["Y87B","universZ Wiązka przewodów 10mm² 4-polowa licznik góra",33,"UTS",1,"szt.",25,4010330561528,"EC000273","-",0.23,0.32,"KG","NIE"]
["Y87N","universZ Wiązka przewodów 10mm² 4-polowa licznik dół",27,"UTS",1,"szt.",25,3250617851626,"-","-",0.23,0.248,"KG","NIE"]
["Y87P","universZ Wiązka przewodów 10mm² 4-polowa licznik środek",38,"UTS",1,"szt.",25,3250617851633,"-","-",0.23,0.36,"KG","NIE"]
["Y87Q","universZ Wiązka przewodów 10mm² 4-polowa licznik góra",47,"UTS",1,"szt.",25,3250617851640,"-","-",0.23,0.47599999999999998,"KG","NIE"]
["Y88U","universZ Wiązka przewodów 10mm² 5-polowa licznik dół",74,"UTS",1,"szt.",20,3250617851657,"-","-",0.23,0.32500000000000001,"KG","NIE"]
["Y88V","universZ Wiązka przewodów 10mm² 5-polowa licznik środek",66,"UTS",1,"szt.",20,3250617851664,"-","-",0.23,0.77500000000000002,"KG","NIE"]
["Y88W","universZ Wiązka przewodów 10mm² 5-polowa licznik góra",54,"UTS",1,"szt.",20,3250617851695,"-","-",0.23,0.625,"KG","NIE"]
["Y89F","universZ Wiązka przewodów 10mm² 5-polowa licznik dół",54,"UTS",1,"szt.",20,4010330562044,"EC000273","-",0.23,2.9000000000000001E-2,"KG","NIE"]
["Y89M","universZ Wiązka przewodów 10mm² 5-polowa licznik góra",45,"UTS",1,"szt.",20,4010330562105,"EC000273","-",0.23,2.4E-2,"KG","NIE"]
["ZB011S","Cokół przyłączeniowy, forma obudowy IP44 500x300x205",384,"UTS",1,"szt.",1,3250617620406,"EC000721","-",0.23,7.1,"KG","NIE"]
["ZB012S","Cokół przyłączeniowy, forma obudowy IP44 500x550x205",510,"UTS",1,"szt.",1,3250617620413,"EC000721","-",0.23,10.222,"KG","NIE"]
["ZB013S","Cokół przyłączeniowy, forma obudowy IP44 500x800x205",664,"UTS",1,"szt.",1,3250617620420,"EC000721","-",0.23,13,"KG","NIE"]
["ZB014S","Cokół przyłączeniowy, forma obudowy IP44 500x1050x205",818,"UTS",1,"szt.",1,3250617620437,"EC000721","-",0.23,16.8,"KG","NIE"]
["ZB015S","Cokół przyłączeniowy, forma obudowy IP44 500x1300x205",1120,"UTS",1,"szt.",1,3250617620444,"EC000721","-",0.23,20.5,"KG","NIE"]
["ZM11C","universZ Szyny zbiorcze Cu12x5mm 1-polowe",23,"UTS",1,"szt.",20,3250617730112,"EC001522","25.11.23.0",0.23,0.129,"KG","TAK"]
["ZM12C","universZ Szyny zbiorcze Cu12x5mm 2-polowe",38,"UTS",1,"szt.",20,3250617730129,"EC001522","25.11.23.0",0.23,0.26,"KG","TAK"]
["ZM13C","universZ Szyny zbiorcze Cu12x5mm 3-polowe",70,"UTS",1,"szt.",20,3250617730136,"EC001522","25.11.23.0",0.23,0.4,"KG","TAK"]
["ZM14C","universZ Szyny zbiorcze Cu12x5mm 4-polowe",86,"UTS",1,"szt.",20,3250617730143,"EC001522","25.11.23.0",0.23,0.53800000000000003,"KG","TAK"]
["ZM15C","universZ Szyny zbiorcze Cu12x5mm 5-polowe",99,"UTS",1,"szt.",20,3250617730150,"EC001522","25.11.23.0",0.23,0.64,"KG","TAK"]
["ZM16C","universZ Szyny zbiorcze Cu12x5mm 6-polowe",153,"HAG",1,"szt.",10,3250617730341,"EC001522","25.11.23.0",0.23,0.78,"KG","NIE"]
["ZM75S","univers Łącznik narożny 5-polowy 12x5mm",1501,"HAG",1,"szt.",1,3250612778591,"EC000713","-",0.23,1.901,"KG","NIE"]
["ZM85S","univers Łącznik narożny 5-polowy 12x10mm",1923,"HAG",1,"szt.",1,3250612778614,"EC000713","-",0.23,2.63,"KG","NIE"]
["ZP410M01A","Rozdzielnica multimedialna VDI,IP44,kl.izol. II,1250x300x205mm,96PLE,univers Z",940,"UTS",1,"szt.",1,3250617766692,"-","-",0.23,14,"KG","NIE"]
["ZP413W21A","Rozdzielnica dla 2 liczników kWh, IP44,kl.izol. II,1250x300x205mm,96PLE,univers Z, zamek uniwersalny",1059,"UTS",1,"szt.",1,3250617766715,"-","-",0.23,14,"KG","NIE"]
["ZP423W41A","Rozdzielnica dla 4 liczników kWh,IP44,kl.izol. II,1250x550x205mm,96PLE,univers Z, zamek uniwersalny",1486,"UTS",1,"szt.",1,3250617766753,"-","-",0.23,20.6,"KG","NIE"]
["ZP433W61A","Rozdzielnica dla 6 liczników kWh,IP44,kl.izol. II,1250x800x205mm,288PLE,univers Z, zamek uniwersalny",2113,"UTS",1,"szt.",1,3250617766760,"-","-",0.23,27,"KG","NIE"]
["ZP443W81A","Rozdzielnica dla 8 liczników kWh,IP44,kl.izol. II,1250x1050x205mm,288PLE,univers Z, zamek uniwersalny",2658,"UTS",1,"szt.",1,3250617766777,"-","-",0.23,33.6,"KG","NIE"]
["ZP824S61A","Rozdzielnica stoj. dla 6 liczników kWh,,IP44,kl.izol. II,1950x550x205mm, zamek uniwersalny",2749,"UTS",1,"szt.",1,3250617766722,"-","-",0.23,34,"KG","TAK"]
["ZP834S91A","Rozdzielnica stoj. dla 9 liczników kWh,IP44,kl.izol. II,1950x800x205mm, zamek uniwersalny",3557,"UTS",1,"szt.",1,3250617766739,"-","-",0.23,45,"KG","TAK"]
["ZQ410M01A","Rozdzielnica multimedialna VDI,IP44,kl.izol. II,1250x300x205mm,96PLE,univers Z",980,"UTS",1,"szt.",1,3250617766708,"-","-",0.23,14,"KG","NIE"]
["ZQ413W21A","Rozdzielnica dla 2 liczników kWh,IP44,kl.izol. II,1250x300x205mm,96PLE,univers Z, zamek półbębenek",1133,"UTS",1,"szt.",1,3250617766791,"-","-",0.23,14,"KG","NIE"]
["ZQ423W41A","Rozdzielnica dla 4 liczników kWh,IP44,kl.izol. II,1250x550x205mm,96PLE,univers Z, zamek półbębenek",1566,"UTS",1,"szt.",1,3250617766807,"-","-",0.23,20.6,"KG","NIE"]
["ZQ433W61A","Rozdzielnica dla 6 liczników kWh,IP44,kl.izol. II,1250x800x205mm,288PLE,univers Z, zamek półbębenek",2186,"UTS",1,"szt.",1,3250617766814,"-","-",0.23,27,"KG","NIE"]
["ZQ443W81A","Rozdzielnica dla 8 liczników kWh,IP44,kl.izol. II,1250x1050x205mm,288PLE,univers Z, zamek półbębenek",2732,"UTS",1,"szt.",1,3250617766821,"-","-",0.23,33.6,"KG","NIE"]
["ZQ824S61A","Rozdzielnica stoj. dla 6 liczników kWh,IP44,kl.izol.II,1950x550x205mm, zamek półbębenek",2865,"UTS",1,"szt.",1,3250617766746,"-","-",0.23,33.244,"KG","NIE"]
["ZQ834S91A","Rozdzielnica stoj. dla 9 liczników kWh,IP44,kl.izol.II,1950x800x205mm, zamek półbębenek",3664,"UTS",1,"szt.",1,3250617766784,"-","-",0.23,45,"KG","NIE"]
["ZZ10H","universZ Przegroda pozioma pomiędzy zespołami",28,"UTS",1,"szt.",1,3250617860086,"EC000770","-",0.23,0.05,"KG","TAK"]
["ZZ12V","universZ Przegroda pionowa dla podzespołu 150/300mm",18,"UTS",1,"szt.",1,3250617860079,"EC000770","-",0.23,5.8000000000000003E-2,"KG","NIE"]
["ZZ13V","universZ Przegroda pionowa dla podzespołu 450mm",29,"UTS",1,"szt.",1,3250617860093,"EC000770","-",0.23,0.09,"KG","NIE"]
["ZZ32A","universZ Przegroda pionowa dla podzespołu licznikowego 1 licznik 800/950/1100mm",57,"UTS",1,"szt.",1,3250617860048,"EC000770","-",0.23,0.16,"KG","NIE"]
["ZZ34S","Maskownica wyłamywalna 221mm RAL9002",11,"UTS",1,"szt.",10,3250617860185,"EC000771","27.33.13.0",0.23,4.8000000000000001E-2,"KG","NIE"]
["ZZ52A","universZ Przegroda pionowa dla podzespołu licznikowego 2-liczniki 1250/1400mm",46,"UTS",1,"szt.",1,3250617860062,"EC000770","-",0.23,0.189,"KG","NIE"]
["ZZ54A","universZ Przegroda pionowa dla podzespołu licznikowego 1-licznik 1250/1400mm",54,"UTS",1,"szt.",1,3250617860055,"EC000770","-",0.23,0.18099999999999999,"KG","NIE"]
["ZZ910","univers Poziomica",457,"HAG",1,"szt.",1,3250617869102,"EC000145","-",0.23,1.08,"KG","NIE"]

{"sheet":"Obsługa handlowa","index":2,"n_rows":32,"n_cols":6,"rows_kept":32,"cut":false,"hidden":false,"merged":[]}
[]
[null,null,null," ",null,"Cennik bazowy (pełny): ważny od 02 listopada 2016."]
[null,null,null,null,null,"Cennik obejmuje aktualną listę asortymentową-handlową na dzień 2 listopada 2016. Hager Polo Sp. z o.o. zastrzega sobie prawo do zmian asortymentowych w dowolnym momencie. \nCenniki i inne informacje handlowe nie stanowią oferty, a są jedynie zaproszeniem do zawarcia umowy zgodnie z art. 71 k.c."]
[]
[null,null,null,null,null,"Wszystkie ceny są cenami w PLN netto, do których doliczać należy obowiązujący podatek obrotowy ( podatek VAT )."]
[null,null,null,null,null,"Dodatkowe dostawy i usługi rozliczane są dodatkowo."]
[null,null,null,null,null,"Hager Polo informuje, że dostępność produktów z oznaczeniem \" * \" znajdujących się w katalogu może być ograniczona."]
[null,null,null,null,null,"W powyższym przypadku czas dostawy podlega każdorazowo indywidualnym ustaleniom"]
[]
[null,null,null,null,null,"W cenniku bazowym oprócz numerów referencyjnych, nazw produktów i ich cen, umieszczono również"]
[null,null,null,null,null,"1. ) kody EAN"]
[null,null,null,null,null,"2. ) wielkości opakowań zbiorczych"]
[null,null,null,null,null,"3. ) jednostki miary ceny, gdzie :"]
[null,null,null,null,null,"      szt. - sztuka"]
[null,null,null,null,null,"      m - metr bieżący"]
[null,null,null,null,null,"      kpl. - komplet elementów"]
[null,null,null,null,null,"      pac. - paczka (opakowanie)"]
[null,null,null,null,null,"4. ) grupę rabatową produktu - nazwa skrócona"]
[null,null,null,null,null,"5. ) informacje o produktach wycofanych/zastąpionych"]
[]
[null,null,null,null,null,"Zapraszamy na cykliczne szkolenia w Centrach Biurowo Szkoleniowych (CBS)"]
[null,null,null,null,null,"w Tychach, Kórniku k/Poznania i Warszawie"]
[null,null,null,null,null,"oraz w Gdańsku, Szczecinie, Wrocławiu, Krakowie i Lublinie"]
[null,null,null,null,null,"www.hager.pl/akademia-hager/"]
[]
[null,null,null,null,null,"Centrala"]
[null,null,null,null,null,"ul. Fabryczna 10"]
[null,null,null,null,null,"43-000 Tychy"]
[]
[null,null,null,null,null,"Tel.: +48 32 324 01 00"]
[null,null,null,null,null,"Mail: office@hager.pl"]
[null,null,null,null,null,"www.hager.pl"]

{"sheet":"KONFIG","index":3,"n_rows":2,"n_cols":3,"rows_kept":2,"cut":false,"hidden":true,"merged":[]}
["NR KAT","OPIS","CENA KAT."]
["WL3310","Gniazdo głośnikowe pojedyncze; lumina2; biały",17.100000000000001]